## Introduction
CEE T8 Replacement Lamp Qualifying Product List
For Terms and Usage of this list, please see http://www.cee1.org/terms-and-conditions
How to Use this Workbook
This workbook contains lists for high performance lamps that meet the CEE specification. On the bottom of the screen, there are tabs titled "Specification," and "Qualifying T8 Replacement Lamps." (If you cannot see these tabs, make sure the Excel window is maximized by clicking the box button in the upper right hand corner in Windows or the green plus button in the upper left hand corner on Macs.) Click on a tab to view the contents of that page.
Click here for the T8 Replacement Lamp Specification
Click here for Qualifying T8 Replacement Lamps
Below is an explanation of the column headings in the worksheets.
Four-foot T8 Replacement Lamps | Column Heading | Description
| CEE Tier | Determined using manufacturer submission information and based on the CEE Specification: Tier 0, Tier 1, or Tier 2.
| Manufacturer | Manufacturer and Product Information as listed on publicly available specification sheets.
Product Name, Order Code, Model Number
| Nominal Wattage | Fluorescent lamps should submit published values for nominal wattage (32, 28, or 25W) when operated on an ANSI reference ballast. LED T8 replacement tubes should submit published values for total input power, not including ballast losses, from operation on a commercial ballast with a normal (0.88) ballast factor. CEE recommends that specification sheets clearly indicate how this nominal wattage was calculated.
| Initial Lumen Output | Fluorescent lamp initial lumens are measured after 100 hours of operation at 25°C ambient. Solid-state lamp initial lumens are measured according to methods described by IES LM-79, where the lamp is driven by a commercial ballast with a normal (0.88) ballast factor.
| Color Temperature | Correlated Color Temperature (CCT) reported in Kelvins (K).
| Light Source Technology | Whether the light source technology is fluorescent or LED.
| Efficacy | Efficacy is calculated by dividing initial lumen output by nominal (bare lamp) wattage, based on published lumen and wattage values as listed on specification sheets. Fluorescent lamp submissions must report efficacy, nominal wattage and initial lumen output values that have been determined based on operation in combination with an ANSI reference ballast as specified in ANSI C82.3 and C78.81. For consistency, LED T8 replacement lamp submissions must report those efficacy, nominal wattage and initial lumen output values that have been evaluated on a commercial fluorescent ballast with a normal (0.88) ballast factor. If the lamp delivers differing lumens and wattage based on the ballast factor of a commercial ballast, CEE recommends that specification sheets indicate the range of nominal wattage, system wattage and initial lumen values demonstrated by their product in combination with a range of low, normal and high ballast factors.
| Beam Geometry | Lamps may be submitted as either “omnidirectional” or “directional.”
| Beam Angle | Beam angle is calculated as twice the angle (from center beam) where luminous intensity is 50 percent of the maximum intensity. Lamps may be submitted as either “omnidirectional” or “directional.” Omnidirectional lamps are assumed to have an omnidirectional beam angle. Directional lamps must report a minimum beam angle of 120° based on IES LM-79 photometric testing and data.
| Lumen Maintenance | A lumen maintenance calculation is used to derive the minimum efficacy and lumen output required at 40 percent of the rated lamp life, which is 94 percent of the initial efficacy and lumen requirements.
| Lifetime: RS/PRS | For fluorescent lamps, this is the number of operating hours that a lamp lasts at three hours duty cycle when operated on a programmed start or rapid start ballast. For solid state lamps, life claims should be based on whole product testing when the lamp is driven by an electric ballast with normal (0.88) ballast factor. Lifetime may be slightly reduced when operated on an instant-start ballast as compared to a programmed rapid start or rapid start ballast.
Lifetime: IS
| CRI | Color Rendering Index. The effect that the spectral characteristic of the light emitted by the lamp has on the color appearance of the objects illuminated by the lamp.
| Aperture Angle (Directional Only) | Aperture angle describes the range or degrees from which light is emitted from the lamp. Directional lamps must report accurate information on aperture angle based on IES LM-79 photometric testing and data.
| Aperture Finish (Directional Only) | For directional lamps only; may be clear or diffuse.
| Recommended for Use on Dimming Systems | Indicates whether or not a lamp is recommended for use on a dimming system.
| Lowest Dimmable Level | Lowest level to which product was evaluated to be dimmable, as a percent of initial lumen output.
| Ballasts Evaluated for Compatability | A list or link to the ballasts with which a product was evaluated, to indicate that the evaluations showed that the product does not have an adverse effect on system power factor or total harmonic distortion.
| Date Added or Modified | The date the replacement lamp was added to the list or updated or of its most recent modification. If it was modified, hover your cursor over the date and a comment box with more information should pop up. If there is no comment, the date reflects when it was added to the list.
Terms of Use
CEE qualifying products list may not be reproduced, disseminated, published or transferred in any form or by any means, except with the prior written permission of CEE or as specifically provided below.
CEE grants its Members and Participants permission to use the material for their own use in implementing or administering the specific CEE Initiative to which the material relates on the understanding that: (a) CEE's copyright notice will appear on all copies; (b) no modifications to the material will be made; (c) you will not claim ownership or rights in the material; (d) the material will not be published, reproduced, transmitted, stored, sold, or distributed, including in any advertisement or commercial publication; (e) the materials will not be copied or posted on any Internet site, server or computer network without CEE's express consent; and (f) the foregoing limitations have been communicated to all persons who obtain access to or use of the materials as the result of your access and use thereof.
CEE does not make, sell or distribute any products or services, other than CEE membership services, and CEE does not play any implementation role in the programs offered and operated by or on behalf of its members. The accuracy of member program information and of manufacturer product information discussed or compiled in this site is the sole responsibility of the organization furnishing such information to CEE, and CEE is not responsible for any inaccuracies or misrepresentations which may appear therein.
CEE does not itself test or cause to be tested any equipment or technology for merchantability, fitness for purpose, product safety, or energy efficiency and makes no claim with respect thereto. The references and descriptions of products or services within the site are provided "As Is" without any warranty of any kind, express or implied. CEE is not liable for any damages, including consequential damages, of any kind which may result to the user from the use of the site, or any of the product or services described therein.
© 2016 Consortium for Energy Efficiency, Inc. All rights reserved.
CEE Logo Use
The CEE logo must not be used in any manner that would imply CEE endorsement of a company, its products or services. CEE is brand and technology neutral. CEE endorses and promotes levels of efficiency; and publishes certain directories of products and services for which manufacturers present an advertised claim to meet CEE efficiency levels.
The CEE logo must not be altered in any way.
CEE must approve any text that accompanies or is related in any way to the CEE logo.
CEE may revoke use of its logo at any time, with or without cause.
CEE Name
CEE does not test, certify, endorse or brand products. Therefore, it is incorrect to claim that your product is "CEE Certified' or “has earned a CEE certification.”
CEE does maintain a list of qualified products. You may only indicate that your products qualify or meet one of the CEE tiers of energy efficiency if your organization attests to the product performance and it meets or exceeds the specified requirements for the CEE Tier referenced. If CEE identifies any misuse of our logo or name, we will notify the offending party and provide them with an opportunity to correct their mistake. If the error is not corrected, CEE reserves the right to remove products from the relevant qualified product lists.

## Specification
CEE Qualifying T8 Replacement Lamps - Specification
CEE specification in effect at the time of this update | Effective Date | PDF
2015-01-14
NOTE: The CEE T8 Replacement Lamp Specification may have been updated since this document was published. To view the models which qualify under the current version of the specification, as well the specification itself, please refer to the latest qualifying product list update listed at cee1.org (links provided below).
Current Specification | http://library.cee1.org/content/cee-t8-replacement-lamp-specification/
List of QPL Updates | http://library.cee1.org/content/commercial-lighting-qualifying-products-lists

## Qualifying T8 Replacement Lamps
QUALIFYING PRODUCTS
4' T8 Replacement Lamps
Last Updated 3/1/2016
CEE Commercial Lighting Systems Initiative
Legend: Red Font is a product no longer manufactured, but existing stock still meets the criteria as qualifying products
CEE Tier | Manufacturer | Product Name | Order Code | Model Number | Nominal Wattage | Initial Lumen Output | Color Temp. (K) | Light Source Technology | Efficacy (lm/W) | Beam Geometry | Beam Angle (Directional Only) | Lumen Maintenance | Lifetime (hrs)-RS/PRS | Lifetime (hrs)-IS | CRI | Aperture Angle (Degrees; Directional Only) | Aperture Finish (Directional Only) | Recommended for Use on Dimming Systems | Lowest Dimmable Level (If Dimmable; % of Initial Output) | Dimming Compatibility (If Dimmable) | Public URL Link to Product Spec Sheet | Date Added or Modified
Tier 2 | 3M Company | 20W, 3500K, 2000 Lumen, DLC listed, 48", 50,000 hour, magnetic and electronic direct replacement | 70-0800-3100-1 | DRT8483520 | 20 | 2000 | 3500 | LED | 100 | Directional | 220 | Meets Lumen Maintenance requirements 20000 hours for Tier 2 | >50,000 | >50,000 | >80 | 330 | Diffuse | No | n/a | n/a | http://multimedia.3m.com/mws/media/1079877O/commercial-3m-led-advanced-light-t8-direct-replacement.pdf | 2015-11-02
Tier 2 | 3M Company | 20W, 4000K, 2000 Lumen, DLC listed, 48", 50,000 hour, magnetic and electronic direct replacement | 70-0800-3101-9 | DRT8484020 | 20 | 2000 | 4000 | LED | 100 | Directional | 220 | Meets Lumen Maintenance requirements 20000 hours for Tier 2 | >50,000 | >50,000 | >80 | 330 | Diffuse | No | n/a | n/a | http://multimedia.3m.com/mws/media/1079877O/commercial-3m-led-advanced-light-t8-direct-replacement.pdf | 2015-11-02
Tier 0 | Abaco Lighting | F28T8/850/ES | 36014 | 4' 28W T8, 80+ CRI, 5000K color temp | 28 | 2950 | 5000 | Fluorescent | 105.3571 | Omnidirectional | n/a | Meets Lumen Maintenance requirements 9600 hours for Tier 0 | 30000 | 24000 | 85 | n/a | n/a | n/a | n/a | n/a |  | 12/1/2014
Tier 0 | Abaco Lighting | F32T8/850/HL | F32T8/850/HL | 4' 32W T8 high lumen, 80+ CRI, 5000K color temp | 32 | 3100 | 5000 | Fluorescent | 96.875 | Omnidirectional | n/a | Meets Lumen Maintenance requirements 9600 hours for Tier 0 | 24000 | 20000 | 85 | n/a | n/a | n/a | n/a | n/a |  | 12/1/2014
Tier 2 | Alset LED NuWave | Optifit | F 24 3.5K HE UNLV | 50738 | 8.83 | 942 | 3500 | LED | 106.6818 | Directional | 120 | Meets Lumen Maintenance requirements 20000 hours for Tier 2 | >50,000 | >50,000 | 82 | 120 | Diffuse | No | n/a | n/a | http://www.alsetled.com/common/LED-C01/products.php | 2015-11-02
Tier 2 | Alset LED NuWave | Optifit | F 24 4K HE UNLV | 50739 | 8.83 | 944 | 4000 | LED | 106.9083 | Directional | 120 | Meets Lumen Maintenance requirements 20000 hours for Tier 2 | >50,000 | >50,000 | 83 | 120 | Diffuse | No | n/a | n/a | http://www.alsetled.com/common/LED-C01/products.php | 2015-11-02
Tier 2 | Alset LED NuWave | Optifit | F 24 5K HE UNLV | 50740 | 8.75 | 980 | 5000 | LED | 112 | Directional | 120 | Meets Lumen Maintenance requirements 20000 hours for Tier 2 | >50,000 | >50,000 | 82 | 120 | Diffuse | No | n/a | n/a | http://www.alsetled.com/common/LED-C01/products.php | 2015-11-02
Tier 2 | Alset LED NuWave | Optifit | F24 3.5K UHE UNLV | 50723 | 8.08 | 905 | 3500 | LED | 112.005 | Directional | 120 | Meets Lumen Maintenance requirements 20000 hours for Tier 2 | >50,000 | >50,000 | 81 | 120 | Diffuse | No | n/a | n/a | http://www.alsetled.com/common/LED-C01/products.php | 2015-11-02
Tier 2 | Alset LED NuWave | Optifit | F24 4K UHE UNLV | 50724 | 8.01 | 943 | 4000 | LED | 117.7278 | Directional | 120 | Meets Lumen Maintenance requirements 20000 hours for Tier 2 | >50,000 | >50,000 | 83 | 120 | Diffuse | No | n/a | n/a | http://www.alsetled.com/common/LED-C01/products.php | 2015-11-02
Tier 2 | Alset LED NuWave | Optifit | F24 5K UHE UNLV | 50727 | 8.08 | 938 | 5000 | LED | 116.0891 | Directional | 120 | Meets Lumen Maintenance requirements 20000 hours for Tier 2 | >50,000 | >50,000 | 81 | 120 | Diffuse | No | n/a | n/a | http://www.alsetled.com/common/LED-C01/products.php | 2015-11-02
Tier 2 | Alset LED NuWave | Optifit | F48 3.5K HE UNLV | 50729 | 16.38 | 1839 | 3500 | LED | 112.2711 | Directional | 120 | Meets Lumen Maintenance requirements 20000 hours for Tier 2 | >50,000 | >50,000 | 82 | 120 | Diffuse | No | n/a | n/a | http://www.alsetled.com/common/LED-C01/products.php | 2015-11-02
Tier 2 | Alset LED NuWave | Optifit | F48 3.5K SD UNLV | 50705 | 18.93 | 2052 | 3500 | LED | 108.3994 | Directional | 120 | Meets Lumen Maintenance requirements 20000 hours for Tier 2 | >50,000 | >50,000 | 83 | 120 | Diffuse | No | n/a | n/a | http://www.alsetled.com/common/LED-C01/products.php | 2015-11-02
Tier 2 | Alset LED NuWave | Optifit | F48 3.5K UHE UNLV | 50725 | 15.29 | 1646 | 3500 | LED | 107.6521 | Directional | 120 | Meets Lumen Maintenance requirements 20000 hours for Tier 2 | >50,000 | >50,000 | 81 | 120 | Diffuse | No | n/a | n/a | http://www.alsetled.com/common/LED-C01/products.php | 2015-11-02
Tier 2 | Alset LED NuWave | Optifit | F48 4K HE UNLV | 50730 | 16.66 | 1863 | 4000 | LED | 111.8247 | Directional | 120 | Meets Lumen Maintenance requirements 20000 hours for Tier 2 | >50,000 | >50,000 | 83 | 120 | Diffuse | No | n/a | n/a | http://www.alsetled.com/common/LED-C01/products.php | 2015-11-02
Tier 2 | Alset LED NuWave | Optifit | F48 4K SD UNLV | 50703 | 17.12 | 1896 | 4000 | LED | 110.7477 | Directional | 120 | Meets Lumen Maintenance requirements 20000 hours for Tier 2 | >50,000 | >50,000 | 85 | 120 | Diffuse | No | n/a | n/a | http://www.alsetled.com/common/LED-C01/products.php | 2015-11-02
Tier 2 | Alset LED NuWave | Optifit | F48 4K UHE UNLV | 50726 | 15.23 | 1704 | 4000 | LED | 111.8844 | Directional | 120 | Meets Lumen Maintenance requirements 20000 hours for Tier 2 | >50,000 | >50,000 | 83 | 120 | Diffuse | No | n/a | n/a | http://www.alsetled.com/common/LED-C01/products.php | 2015-11-02
Tier 2 | Alset LED NuWave | Optifit | F48 5K HE UNLV | 50731 | 16.45 | 1892 | 5000 | LED | 115.0152 | Directional | 120 | Meets Lumen Maintenance requirements 20000 hours for Tier 2 | >50,000 | >50,000 | 82 | 120 | Diffuse | No | n/a | n/a | http://www.alsetled.com/common/LED-C01/products.php | 2015-11-02
Tier 2 | Alset LED NuWave | Optifit | F48 5K SD UNLV | 50707 | 18.26 | 2111 | 5000 | LED | 115.6079 | Directional | 120 | Meets Lumen Maintenance requirements 20000 hours for Tier 2 | >50,000 | >50,000 | 82 | 120 | Diffuse | No | n/a | n/a | http://www.alsetled.com/common/LED-C01/products.php | 2015-11-02
Tier 2 | Alset LED NuWave | Optifit | F48 5K UHE UNLV | 50728 | 15.52 | 1730 | 5000 | LED | 111.4691 | Directional | 120 | Meets Lumen Maintenance requirements 20000 hours for Tier 2 | >50,000 | >50,000 | 81 | 120 | Diffuse | No | n/a | n/a | http://www.alsetled.com/common/LED-C01/products.php | 2015-11-02
Tier 0 | American Environmental Products | Super Eco T8 | 36011 | F25T8/830/SuperEco | 25 | 2500 | 3000 | Fluorescent | 100 | Omnidirectional | n/a | Meets Lumen Maintenance requirements 9600 hours for Tier 0 | 30000 | 24000 | 86 | n/a | n/a | n/a | n/a | n/a |  | Prior to 11/2011
Tier 0 | American Environmental Products | Super Eco T8 | 36015 | F25T8/840/SuperEco | 25 | 2500 | 4200 | Fluorescent | 100 | Omnidirectional | n/a | Meets Lumen Maintenance requirements 9600 hours for Tier 0 | 30000 | 24000 | 86 | n/a | n/a | n/a | n/a | n/a |  | Prior to 11/2011
Tier 0 | American Environmental Products | Super Eco T8 | 36016 | F25T8/850/SuperEco | 25 | 2500 | 5000 | Fluorescent | 100 | Omnidirectional | n/a | Meets Lumen Maintenance requirements 9600 hours for Tier 0 | 30000 | 24000 | 86 | n/a | n/a | n/a | n/a | n/a |  | Prior to 11/2011
Tier 2 | Archipelago Lighting | Archipelago Lighting | LT8F160035K2 | LT8F160035K2 | 13 | 1650 | 3500 | LED | 127 | Directional | 160 | Meets Lumen Maintenance requirements 20000 hours for Tier 2 | 50000 | 50000 | 83 | 240 | Diffuse | No | n/a | n/a | http://media.wix.com/ugd/5abd85_21786252eb8b45d0a341a5cb81d850c6.pdf | 2015-12-01
Tier 2 | Archipelago Lighting | Archipelago Lighting | LT8F160041K2 | LT8F160041K2 | 13 | 1650 | 4100 | LED | 127 | Directional | 160 | Meets Lumen Maintenance requirements 20000 hours for Tier 2 | 50000 | 50000 | 83 | 240 | Diffuse | No | n/a | n/a | http://media.wix.com/ugd/5abd85_21786252eb8b45d0a341a5cb81d850c6.pdf | 2015-12-01
Tier 2 | Archipelago Lighting | Archipelago Lighting | LT8F160050K2 | LT8F160050K2 | 13 | 1650 | 5000 | LED | 127 | Directional | 160 | Meets Lumen Maintenance requirements 20000 hours for Tier 2 | 50000 | 50000 | 83 | 240 | Diffuse | No | n/a | n/a | http://media.wix.com/ugd/5abd85_21786252eb8b45d0a341a5cb81d850c6.pdf | 2015-12-01
Tier 2 | Archipelago Lighting | Archipelago Lighting | LT8F180035K2 | LT8F180035K2 | 15 | 1800 | 3500 | LED | 120 | Directional | 160 | Meets Lumen Maintenance requirements 20000 hours for Tier 2 | 50000 | 50000 | 83 | 240 | Diffuse | No | n/a | n/a | http://media.wix.com/ugd/5abd85_21786252eb8b45d0a341a5cb81d850c6.pdf | 2015-12-01
Tier 2 | Archipelago Lighting | Archipelago Lighting | LT8F180041K2 | LT8F180041K2 | 15 | 1800 | 4100 | LED | 120 | Directional | 160 | Meets Lumen Maintenance requirements 20000 hours for Tier 2 | 50000 | 50000 | 83 | 240 | Diffuse | No | n/a | n/a | http://media.wix.com/ugd/5abd85_21786252eb8b45d0a341a5cb81d850c6.pdf | 2015-12-01
Tier 2 | Archipelago Lighting | Archipelago Lighting | LT8F180050K2 | LT8F180050K2 | 15 | 1800 | 5000 | LED | 120 | Directional | 160 | Meets Lumen Maintenance requirements 20000 hours for Tier 2 | 50000 | 50000 | 83 | 240 | Diffuse | No | n/a | n/a | http://media.wix.com/ugd/5abd85_21786252eb8b45d0a341a5cb81d850c6.pdf | 2015-12-01
Tier 2 | Archipelago Lighting | Archipelago Lighting | LT8F220035K2 | LT8F220035K2 | 19 | 2200 | 3500 | LED | 116 | Directional | 160 | Meets Lumen Maintenance requirements 20000 hours for Tier 2 | 50000 | 50000 | 83 | 240 | Diffuse | No | n/a | n/a | http://media.wix.com/ugd/5abd85_21786252eb8b45d0a341a5cb81d850c6.pdf | 2015-12-01
Tier 2 | Archipelago Lighting | Archipelago Lighting | LT8F220041K2 | LT8F220041K2 | 19 | 2200 | 4100 | LED | 116 | Directional | 160 | Meets Lumen Maintenance requirements 20000 hours for Tier 2 | 50000 | 50000 | 83 | 240 | Diffuse | No | n/a | n/a | http://media.wix.com/ugd/5abd85_21786252eb8b45d0a341a5cb81d850c6.pdf | 2015-12-01
Tier 2 | Archipelago Lighting | Archipelago Lighting | LT8F220050K2 | LT8F220050K2 | 19 | 2200 | 5000 | LED | 116 | Directional | 160 | Meets Lumen Maintenance requirements 20000 hours for Tier 2 | 50000 | 50000 | 83 | 240 | Diffuse | No | n/a | n/a | http://media.wix.com/ugd/5abd85_21786252eb8b45d0a341a5cb81d850c6.pdf | 2015-12-01
Tier 2 | Archipelago Lighting | LifeBulb | LBT8F1635A | LBT8F1635A | 13 | 1650 | 3500 | LED | 127 | Directional | 160 | Meets Lumen Maintenance requirements 20000 hours for Tier 2 | 50000 | 50000 | 83 | 240 | Diffuse | No | n/a | n/a | http://media.wix.com/ugd/5abd85_fb29e1b038d4434c9e7a299624d10e0c.pdf | 2015-12-01
Tier 2 | Archipelago Lighting | LifeBulb | LBT8F1641A | LBT8F1641A | 13 | 1650 | 4100 | LED | 127 | Directional | 160 | Meets Lumen Maintenance requirements 20000 hours for Tier 2 | 50000 | 50000 | 83 | 240 | Diffuse | No | n/a | n/a | http://media.wix.com/ugd/5abd85_fb29e1b038d4434c9e7a299624d10e0c.pdf | 2015-12-01
Tier 2 | Archipelago Lighting | LifeBulb | LBT8F1650A | LBT8F1650A | 13 | 1650 | 5000 | LED | 127 | Directional | 160 | Meets Lumen Maintenance requirements 20000 hours for Tier 2 | 50000 | 50000 | 83 | 240 | Diffuse | No | n/a | n/a | http://media.wix.com/ugd/5abd85_fb29e1b038d4434c9e7a299624d10e0c.pdf | 2015-12-01
Tier 2 | Archipelago Lighting | LifeBulb | LBT8F1835A | LBT8F1835A | 15 | 1800 | 3500 | LED | 120 | Directional | 160 | Meets Lumen Maintenance requirements 20000 hours for Tier 2 | 50000 | 50000 | 83 | 240 | Diffuse | No | n/a | n/a | http://media.wix.com/ugd/5abd85_fb29e1b038d4434c9e7a299624d10e0c.pdf | 2015-12-01
Tier 2 | Archipelago Lighting | LifeBulb | LBT8F1841A | LBT8F1841A | 15 | 1800 | 4100 | LED | 120 | Directional | 160 | Meets Lumen Maintenance requirements 20000 hours for Tier 2 | 50000 | 50000 | 83 | 240 | Diffuse | No | n/a | n/a | http://media.wix.com/ugd/5abd85_fb29e1b038d4434c9e7a299624d10e0c.pdf | 2015-12-01
Tier 2 | Archipelago Lighting | LifeBulb | LBT8F1850A | LBT8F1850A | 15 | 1800 | 5000 | LED | 120 | Directional | 160 | Meets Lumen Maintenance requirements 20000 hours for Tier 2 | 50000 | 50000 | 83 | 240 | Diffuse | No | n/a | n/a | http://media.wix.com/ugd/5abd85_fb29e1b038d4434c9e7a299624d10e0c.pdf | 2015-12-01
Tier 2 | Archipelago Lighting | LifeBulb | LBT8F2235A | LBT8F2235A | 19 | 2200 | 3500 | LED | 116 | Directional | 160 | Meets Lumen Maintenance requirements 20000 hours for Tier 2 | 50000 | 50000 | 83 | 240 | Diffuse | No | n/a | n/a | http://media.wix.com/ugd/5abd85_fb29e1b038d4434c9e7a299624d10e0c.pdf | 2015-12-01
Tier 2 | Archipelago Lighting | LifeBulb | LBT8F2241A | LBT8F2241A | 19 | 2200 | 4100 | LED | 116 | Directional | 160 | Meets Lumen Maintenance requirements 20000 hours for Tier 2 | 50000 | 50000 | 83 | 240 | Diffuse | No | n/a | n/a | http://media.wix.com/ugd/5abd85_fb29e1b038d4434c9e7a299624d10e0c.pdf | 2015-12-01
Tier 2 | Archipelago Lighting | LifeBulb | LBT8F2250A | LBT8F2250A | 19 | 2200 | 5000 | LED | 116 | Directional | 160 | Meets Lumen Maintenance requirements 20000 hours for Tier 2 | 50000 | 50000 | 83 | 240 | Diffuse | No | n/a | n/a | http://media.wix.com/ugd/5abd85_fb29e1b038d4434c9e7a299624d10e0c.pdf | 2015-12-01
Tier 0 | Ascent Battery Supply | Duracell ProCell | FLO10393A | F28T8/830/ES/ENV | 28 | 2800 | 3000 | Fluorescent | 100 | Omnidirectional | n/a | Meets Lumen Maintenance requirements 9600 hours for Tier 0 | 30000 | 24000 | 82 | n/a | n/a | n/a | n/a | n/a |  | 9/1/2015
Tier 0 | Ascent Battery Supply | Duracell ProCell | FLO10394A | F28T8/835/ES/ENV | 28 | 2800 | 3500 | Fluorescent | 100 | Omnidirectional | n/a | Meets Lumen Maintenance requirements 9600 hours for Tier 0 | 30000 | 24000 | 82 | n/a | n/a | n/a | n/a | n/a |  | 9/1/2015
Tier 0 | Ascent Battery Supply | Duracell ProCell | FLO10395A | F28T8/841/ES/ENV | 28 | 2800 | 4100 | Fluorescent | 100 | Omnidirectional | n/a | Meets Lumen Maintenance requirements 9600 hours for Tier 0 | 30000 | 24000 | 82 | n/a | n/a | n/a | n/a | n/a |  | 9/1/2015
Tier 0 | Ascent Battery Supply | Duracell ProCell | FLO10396A | F28T8/850/ES/ENV | 28 | 2800 | 5000 | Fluorescent | 100 | Omnidirectional | n/a | Meets Lumen Maintenance requirements 9600 hours for Tier 0 | 30000 | 24000 | 82 | n/a | n/a | n/a | n/a | n/a |  | 9/1/2015
Tier 0 | Ascent Battery Supply | Duracell ProCell | FLO10398A | F32T8/835/HL/ENV | 32 | 3100 | 3500 | Fluorescent | 96.875 | Omnidirectional | n/a | Meets Lumen Maintenance requirements 9600 hours for Tier 0 | 30000 | 24000 | 82 | n/a | n/a | n/a | n/a | n/a |  | 9/1/2015
Tier 0 | Ascent Battery Supply | Duracell ProCell | FLO10399A | F32T8/841/HL/ENV | 32 | 3100 | 4100 | Fluorescent | 96.875 | Omnidirectional | n/a | Meets Lumen Maintenance requirements 9600 hours for Tier 0 | 30000 | 24000 | 82 | n/a | n/a | n/a | n/a | n/a |  | 9/1/2015
Tier 0 | Ascent Battery Supply | Duracell ProCell | FLO10400A | F32T8/850/HL/ENV | 32 | 3100 | 5000 | Fluorescent | 96.875 | Omnidirectional | n/a | Meets Lumen Maintenance requirements 9600 hours for Tier 0 | 30000 | 24000 | 82 | n/a | n/a | n/a | n/a | n/a |  | 9/1/2015
Tier 0 | Ascent Battery Supply | Duracell ProCell | FLO10909A | F32/25WT8/835/ES/ENV | 25 | 2600 | 3500 | Fluorescent | 100 | Omnidirectional | n/a | Meets Lumen Maintenance requirements 9600 hours for Tier 0 | 30000 | 24000 | 82 | n/a | n/a | n/a | n/a | n/a |  | 2015-10-01
Tier 0 | Ascent Battery Supply | Duracell ProCell | FLO10910A | F32/25WT8/841/ES/ENV | 25 | 2600 | 4100 | Fluorescent | 100 | Omnidirectional | n/a | Meets Lumen Maintenance requirements 9600 hours for Tier 0 | 30000 | 24000 | 82 | n/a | n/a | n/a | n/a | n/a |  | 2015-10-01
Tier 0 | Ascent Battery Supply | Duracell ProCell | FLO10911A | F32/25WT8/850/ES/ENV | 25 | 2550 | 5000 | Fluorescent | 100 | Omnidirectional | n/a | Meets Lumen Maintenance requirements 9600 hours for Tier 0 | 30000 | 24000 | 82 | n/a | n/a | n/a | n/a | n/a |  | 2015-10-01
Tier 0 | Ascent Battery Supply | Werker Lamps | FLO10398 | F32T8/835/HL/ENV | 32 | 3200 | 3500 | Fluorescent | 100 | Omnidirectional | n/a | Meets Lumen Maintenance requirements 9600 hours for Tier 0 | 24000 | 20000 | 82 | n/a | n/a | n/a | n/a | n/a |  | 9/1/2015
Tier 0 | Ascent Battery Supply | Werker Lamps | FLO10399 | F32T8/841/HL/ENV | 32 | 3200 | 4100 | Fluorescent | 100 | Omnidirectional | n/a | Meets Lumen Maintenance requirements 9600 hours for Tier 0 | 24000 | 20000 | 82 | n/a | n/a | n/a | n/a | n/a |  | 9/1/2015
Tier 0 | Ascent Battery Supply | Werker Lamps | FLO10400 | F32T8/850/HL/ENV | 32 | 3200 | 5000 | Fluorescent | 100 | Omnidirectional | n/a | Meets Lumen Maintenance requirements 9600 hours for Tier 0 | 24000 | 20000 | 82 | n/a | n/a | n/a | n/a | n/a |  | 9/1/2015
Tier 0 | Atlas Lighting Products, Inc. |  | F32T8/841 | F32T8/841 | 32 | 3100 | 4100 | Fluorescent | 96.875 | Omnidirectional | n/a | Meets Lumen Maintenance requirements 9600 hours for Tier 0 | 24000 | 20000 | 82 | n/a | n/a | n/a | n/a | n/a |  | Prior to 11/2011
Tier 0 | Atlas Lighting Products, Inc. |  | F32T8/850 | F32T8/851 | 32 | 3100 | 5000 | Fluorescent | 96.875 | Omnidirectional | n/a | Meets Lumen Maintenance requirements 9600 hours for Tier 0 | 24000 | 20000 | 82 | n/a | n/a | n/a | n/a | n/a |  | Prior to 11/2011
Tier 1 | Aura Light | Accendo ¦ AURA ULTIMATE US Long Life | 455334 | ULTIMATE US 32W/841 | 32 | 3100 | 4100 | Fluorescent | 96.875 | Omnidirectional | n/a | Meets Lumen Maintenance requirements 14400 hours for Tier 1 | 60000 | 53000 | 80 | n/a | n/a | n/a | n/a | n/a |  | Prior to 11/2011
Tier 1 | Aura Light | Accendo ¦ AURA ULTIMATE US Long Life | 455338 | ULTIMATE US 32W/835 | 32 | 3100 | 3500 | Fluorescent | 96.875 | Omnidirectional | n/a | Meets Lumen Maintenance requirements 14400 hours for Tier 1 | 60000 | 53000 | 80 | n/a | n/a | n/a | n/a | n/a |  | Prior to 11/2011
Tier 0 | Bulbrite | Energy Wiser | 528128 | F28T8/835/EW | 28 | 2725 | 3500 | Fluorescent | 97.3214 | Omnidirectional | n/a | Meets Lumen Maintenance requirements 9600 hours for Tier 0 | 24000 | 20000 | 85 | n/a | n/a | n/a | n/a | n/a |  | Prior to 11/2011
Tier 0 | Bulbrite | Energy Wiser | 528228 | F28T8/841/EW | 28 | 2725 | 4100 | Fluorescent | 97.3214 | Omnidirectional | n/a | Meets Lumen Maintenance requirements 9600 hours for Tier 0 | 24000 | 20000 | 85 | n/a | n/a | n/a | n/a | n/a |  | Prior to 11/2011
Tier 0 | Bulbrite | Energy Wiser | 529632 | F32T8/835/HL | 32 | 3300 | 3500 | Fluorescent | 103.125 | Omnidirectional | n/a | Meets Lumen Maintenance requirements 9600 hours for Tier 0 | 30000 | 24000 | 85 | n/a | n/a | n/a | n/a | n/a |  | Prior to 11/2011
Tier 0 | Bulbrite | Energy Wiser | 529732 | F32T8/841/HL | 32 | 3300 | 4100 | Fluorescent | 103.125 | Omnidirectional | n/a | Meets Lumen Maintenance requirements 9600 hours for Tier 0 | 30000 | 24000 | 85 | n/a | n/a | n/a | n/a | n/a |  | Prior to 11/2011
Tier 0 | Bulbrite | Energy Wiser | 529832 | F32T8/850/HL | 32 | 3200 | 5000 | Fluorescent | 100 | Omnidirectional | n/a | Meets Lumen Maintenance requirements 9600 hours for Tier 0 | 30000 | 24000 | 85 | n/a | n/a | n/a | n/a | n/a |  | Prior to 11/2011
Tier 0 | Contractor Lighting | BEST LAMP | 12-25T8-835 | F25T8/835 | 25 | 2450 | 3500 | Fluorescent | 98 | Omnidirectional | n/a | Meets Lumen Maintenance requirements 9600 hours for Tier 0 | 30000 | 24000 | 82 | n/a | n/a | n/a | n/a | n/a |  | 8/1/2013
Tier 0 | Contractor Lighting | BEST LAMP | 12-25T8-841 | F25T8/841 | 25 | 2450 | 4100 | Fluorescent | 98 | Omnidirectional | n/a | Meets Lumen Maintenance requirements 9600 hours for Tier 0 | 30000 | 24000 | 82 | n/a | n/a | n/a | n/a | n/a |  | 8/1/2013
Tier 0 | Contractor Lighting | BEST LAMP | 12-25T8-850 | F25T8/850 | 25 | 2400 | 5000 | Fluorescent | 96 | Omnidirectional | n/a | Meets Lumen Maintenance requirements 9600 hours for Tier 0 | 30000 | 24000 | 82 | n/a | n/a | n/a | n/a | n/a |  | 8/1/2013
Tier 0 | Contractor Lighting | BEST LAMP | 12-28T8-835 | F28T8/835 | 28 | 2645 | 3500 | Fluorescent | 94.4643 | Omnidirectional | n/a | Meets Lumen Maintenance requirements 9600 hours for Tier 0 | 30000 | 24000 | 82 | n/a | n/a | n/a | n/a | n/a |  | 8/1/2013
Tier 0 | Contractor Lighting | BEST LAMP | 12-28T8-841 | F28T8/841 | 28 | 2645 | 4100 | Fluorescent | 94.4643 | Omnidirectional | n/a | Meets Lumen Maintenance requirements 9600 hours for Tier 0 | 30000 | 24000 | 82 | n/a | n/a | n/a | n/a | n/a |  | 8/1/2013
Tier 0 | Contractor Lighting | BEST LAMP | 12-28T8-850 | F28T8/850 | 28 | 2600 | 5000 | Fluorescent | 92.8571 | Omnidirectional | n/a | Meets Lumen Maintenance requirements 9600 hours for Tier 0 | 30000 | 24000 | 82 | n/a | n/a | n/a | n/a | n/a |  | 8/1/2013
Tier 0 | Contractor Lighting | BEST LAMP | 12-32T8-850 | 12-32T8-850 | 32 | 3100 | 5000 | Fluorescent | 96.875 | Omnidirectional | n/a | Meets Lumen Maintenance requirements 9600 hours for Tier 0 | 24000 | 20000 | 85 | n/a | n/a | n/a | n/a | n/a |  | Prior to 11/2011
Tier 0 | Costless Lighting | F25T8/835 | 02-F25T8/835 | F25T8/835 | 25 | 2450 | 3500 | Fluorescent | 98 | Omnidirectional | n/a | Meets Lumen Maintenance requirements 9600 hours for Tier 0 | 30000 | 24000 | 82 | n/a | n/a | n/a | n/a | n/a |  | 8/1/2014
Tier 0 | Costless Lighting | F25T8/841 | 02-F25T8/841 | F25T8/841 | 25 | 2450 | 4100 | Fluorescent | 98 | Omnidirectional | n/a | Meets Lumen Maintenance requirements 9600 hours for Tier 0 | 30000 | 24000 | 82 | n/a | n/a | n/a | n/a | n/a |  | 8/1/2014
Tier 0 | Costless Lighting | F25T8/850 | 02-F25T8/850 | F25T8/850 | 25 | 2400 | 5000 | Fluorescent | 96 | Omnidirectional | n/a | Meets Lumen Maintenance requirements 9600 hours for Tier 0 | 30000 | 24000 | 82 | n/a | n/a | n/a | n/a | n/a |  | 8/1/2014
Tier 0 | Costless Lighting | F28T8/835 | 02-F28T8/835 | F25T8/835 | 28 | 2645 | 3500 | Fluorescent | 94.4643 | Omnidirectional | n/a | Meets Lumen Maintenance requirements 9600 hours for Tier 0 | 30000 | 24000 | 82 | n/a | n/a | n/a | n/a | n/a |  | 8/1/2014
Tier 0 | Costless Lighting | F28T8/841 | 02-F28T8/841 | F28T8/841 | 28 | 2700 | 4100 | Fluorescent | 96.4286 | Omnidirectional | n/a | Meets Lumen Maintenance requirements 9600 hours for Tier 0 | 30000 | 24000 | 85 | n/a | n/a | n/a | n/a | n/a |  | 8/1/2014
Tier 0 | Costless Lighting | F28T8/850 | 02-F28T8/850 | F28T8/850 | 28 | 2700 | 5000 | Fluorescent | 96.4286 | Omnidirectional | n/a | Meets Lumen Maintenance requirements 9600 hours for Tier 0 | 30000 | 24000 | 85 | n/a | n/a | n/a | n/a | n/a |  | 8/1/2014
Tier 0 | CostLess Lighting | F32T8-835 | 02-F32T8-835 | F32T8/835HL | 32 | 3100 | 3500 | Fluorescent | 96.875 | Omnidirectional | n/a | Meets Lumen Maintenance requirements 9600 hours for Tier 0 | 24000 | 20000 | 85 | n/a | n/a | n/a | n/a | n/a |  | 7/1/2014
Tier 0 | CostLess Lighting | F32T8-841 | 02-F32T8-841 | F32T8/841HL | 32 | 3100 | 4100 | Fluorescent | 96.875 | Omnidirectional | n/a | Meets Lumen Maintenance requirements 9600 hours for Tier 0 | 24000 | 20000 | 85 | n/a | n/a | n/a | n/a | n/a |  | 7/1/2014
Tier 0 | CostLess Lighting | F32T8-850 | 02-F32T8-850 | F32T8/850HL | 32 | 3100 | 5000 | Fluorescent | 96.875 | Omnidirectional | n/a | Meets Lumen Maintenance requirements 9600 hours for Tier 0 | 24000 | 20000 | 85 | n/a | n/a | n/a | n/a | n/a |  | 7/1/2014
Tier 2 | Cree, Inc. | Cree LEDT8 | LEDT8-48-21L-35K-B10 | LEDT8-48-21L-35K | 21 | 2100 | 3500 | LED | 100 | Directional | 135 | Meets Lumen Maintenance requirements 20000 hours for Tier 2 | >50,000 | >50,000 | 90 | 280 | Diffuse | Yes | 5% | http://library.cee1.org/sites/default/files/library/12095/Cree_T8_Series_Ballast_Compatibility.pdf | n/a | 2015-03-02
Tier 2 | Cree, Inc. | Cree LEDT8 | LEDT8-48-21L-35K-T24 | LEDT8-48-21L-35K | 21 | 2100 | 3500 | LED | 100 | Directional | 135 | Meets Lumen Maintenance requirements 20000 hours for Tier 2 | >50,000 | >50,000 | 90 | 280 | Diffuse | Yes | 5% | http://library.cee1.org/sites/default/files/library/12095/Cree_T8_Series_Ballast_Compatibility.pdf | n/a | 2015-03-02
Tier 2 | Cree, Inc. | Cree LEDT8 | LEDT8-48-21L-40K-B10 | LEDT8-48-21L-40K | 21 | 2100 | 4000 | LED | 100 | Directional | 135 | Meets Lumen Maintenance requirements 20000 hours for Tier 2 | >50,000 | >50,000 | 90 | 280 | Diffuse | Yes | 5% | http://library.cee1.org/sites/default/files/library/12095/Cree_T8_Series_Ballast_Compatibility.pdf | n/a | 2015-03-02
Tier 2 | Cree, Inc. | Cree LEDT8 | LEDT8-48-21L-40K-T24 | LEDT8-48-21L-40K | 21 | 2100 | 4000 | LED | 100 | Directional | 135 | Meets Lumen Maintenance requirements 20000 hours for Tier 2 | >50,000 | >50,000 | 90 | 280 | Diffuse | Yes | 5% | http://library.cee1.org/sites/default/files/library/12095/Cree_T8_Series_Ballast_Compatibility.pdf | n/a | 2015-03-02
Tier 2 | Cree, Inc. | Cree LEDT8 | LEDT8R-48-21L-30K-B10 | LEDT8R-48-21L-30K | 20 | 2100 | 3000 | LED | 105 | Directional | 120 | Meets Lumen Maintenance requirements 20000 hours for Tier 2 | >50,000 | >50,000 | 90 | 240 | Diffuse | Yes | 5% | http://library.cee1.org/sites/default/files/library/12095/Cree_T8_Series_Ballast_Compatibility.pdf | http://library.cee1.org/sites/default/files/library/12389/Cree_T8R_Series_Spec_Sheet.pdf | 2015-09-01
Tier 2 | Cree, Inc. | Cree LEDT8 | LEDT8R-48-21L-30K-T24 | LEDT8R-48-21L-30K | 20 | 2100 | 3000 | LED | 105 | Directional | 120 | Meets Lumen Maintenance requirements 20000 hours for Tier 2 | >50,000 | >50,000 | 90 | 240 | Diffuse | Yes | 5% | http://library.cee1.org/sites/default/files/library/12095/Cree_T8_Series_Ballast_Compatibility.pdf | http://library.cee1.org/sites/default/files/library/12389/Cree_T8R_Series_Spec_Sheet.pdf | 2015-09-01
Tier 2 | Cree, Inc. | Cree LEDT8 | LEDT8R-48-21L-35K-B10 | LEDT8R-48-21L-35K | 20 | 2100 | 3500 | LED | 105 | Directional | 120 | Meets Lumen Maintenance requirements 20000 hours for Tier 2 | >50,000 | >50,000 | 90 | 240 | Diffuse | Yes | 5% | http://library.cee1.org/sites/default/files/library/12095/Cree_T8_Series_Ballast_Compatibility.pdf | http://library.cee1.org/sites/default/files/library/12389/Cree_T8R_Series_Spec_Sheet.pdf | 2015-09-01
Tier 2 | Cree, Inc. | Cree LEDT8 | LEDT8R-48-21L-35K-T24 | LEDT8R-48-21L-35K | 20 | 2100 | 3500 | LED | 105 | Directional | 120 | Meets Lumen Maintenance requirements 20000 hours for Tier 2 | >50,000 | >50,000 | 90 | 240 | Diffuse | Yes | 5% | http://library.cee1.org/sites/default/files/library/12095/Cree_T8_Series_Ballast_Compatibility.pdf | http://library.cee1.org/sites/default/files/library/12389/Cree_T8R_Series_Spec_Sheet.pdf | 2015-09-01
Tier 2 | Cree, Inc. | Cree LEDT8 | LEDT8R-48-21L-40K-B10 | LEDT8R-48-21L-40K | 20 | 2100 | 4000 | LED | 105 | Directional | 120 | Meets Lumen Maintenance requirements 20000 hours for Tier 2 | >50,000 | >50,000 | 90 | 240 | Diffuse | Yes | 5% | http://library.cee1.org/sites/default/files/library/12095/Cree_T8_Series_Ballast_Compatibility.pdf | http://library.cee1.org/sites/default/files/library/12389/Cree_T8R_Series_Spec_Sheet.pdf | 2015-09-01
Tier 2 | Cree, Inc. | Cree LEDT8 | LEDT8R-48-21L-40K-T24 | LEDT8R-48-21L-40K | 20 | 2100 | 4000 | LED | 105 | Directional | 120 | Meets Lumen Maintenance requirements 20000 hours for Tier 2 | >50,000 | >50,000 | 90 | 240 | Diffuse | Yes | 5% | http://library.cee1.org/sites/default/files/library/12095/Cree_T8_Series_Ballast_Compatibility.pdf | http://library.cee1.org/sites/default/files/library/12389/Cree_T8R_Series_Spec_Sheet.pdf | 2015-09-01
Tier 2 | Cree, Inc. | Cree LEDT8 | LEDT8R-48-21L-50K-B10 | LEDT8R-48-21L-50K | 20 | 2100 | 5000 | LED | 105 | Directional | 120 | Meets Lumen Maintenance requirements 20000 hours for Tier 2 | >50,000 | >50,000 | 90 | 240 | Diffuse | Yes | 5% | http://library.cee1.org/sites/default/files/library/12095/Cree_T8_Series_Ballast_Compatibility.pdf | http://library.cee1.org/sites/default/files/library/12389/Cree_T8R_Series_Spec_Sheet.pdf | 2015-09-01
Tier 2 | Cree, Inc. | Cree LEDT8 | LEDT8R-48-21L-50K-T24 | LEDT8R-48-21L-50K | 20 | 2100 | 5000 | LED | 105 | Directional | 120 | Meets Lumen Maintenance requirements 20000 hours for Tier 2 | >50,000 | >50,000 | 90 | 240 | Diffuse | Yes | 5% | http://library.cee1.org/sites/default/files/library/12095/Cree_T8_Series_Ballast_Compatibility.pdf | http://library.cee1.org/sites/default/files/library/12389/Cree_T8R_Series_Spec_Sheet.pdf | 2015-09-01
Tier 0 | CRI Lighting | F28T8 XP | 84128 | F28T8/841 XP | 28 | 2700 | 4100 | Fluorescent | 96.4286 | Omnidirectional | n/a | Meets Lumen Maintenance requirements 9600 hours for Tier 0 | 30000 | 24000 | 84 | n/a | n/a | n/a | n/a | n/a |  | 11/1/2012
Tier 0 | CRI Lighting | F28T8 XP | 85028 | F28T8/850 XP | 28 | 2700 | 5000 | Fluorescent | 96.4286 | Omnidirectional | n/a | Meets Lumen Maintenance requirements 9600 hours for Tier 0 | 30000 | 24000 | 84 | n/a | n/a | n/a | n/a | n/a |  | 11/1/2012
Tier 0 | CRI Lighting | N/A | N/A | F32T8/830 XP | 32 | 3100 | 3000 | Fluorescent | 96.875 | Omnidirectional | n/a | Meets Lumen Maintenance requirements 9600 hours for Tier 0 | 30000 | 24000 | 83 | n/a | n/a | n/a | n/a | n/a |  | Prior to 11/2011
Tier 0 | CRI Lighting | N/A | N/A | F32T8/835 XP | 32 | 3100 | 3500 | Fluorescent | 96.875 | Omnidirectional | n/a | Meets Lumen Maintenance requirements 9600 hours for Tier 0 | 30000 | 24000 | 83 | n/a | n/a | n/a | n/a | n/a |  | Prior to 11/2011
Tier 0 | CRI Lighting | N/A | N/A | F32T8/841 XP | 32 | 3100 | 4100 | Fluorescent | 96.875 | Omnidirectional | n/a | Meets Lumen Maintenance requirements 9600 hours for Tier 0 | 30000 | 24000 | 83 | n/a | n/a | n/a | n/a | n/a |  | Prior to 11/2011
Tier 0 | CRI Lighting | N/A | N/A | F32T8/850 XP | 32 | 3100 | 5000 | Fluorescent | 96.875 | Omnidirectional | n/a | Meets Lumen Maintenance requirements 9600 hours for Tier 0 | 30000 | 24000 | 83 | n/a | n/a | n/a | n/a | n/a |  | Prior to 11/2011
Tier 0 | CRI Lighting | N/A | N/A | F32T8/865 XP | 32 | 3100 | 6500 | Fluorescent | 96.875 | Omnidirectional | n/a | Meets Lumen Maintenance requirements 9600 hours for Tier 0 | 30000 | 24000 | 83 | n/a | n/a | n/a | n/a | n/a |  | Prior to 11/2011
Tier 0 | DAMAR® |  | 01048A | D F32T8/830/28W/ULTRA/ECO | 28 | 2725 | 3000 | Fluorescent | 97.3214 | Omnidirectional | n/a | Meets Lumen Maintenance requirements 9600 hours for Tier 0 | 24000 | 24000 | 82 | n/a | n/a | n/a | n/a | n/a |  | 11/3/2014
Tier 0 | DAMAR® |  | 04772A | D F32T8/850/28W/ULTRA/ECO | 28 | 2650 | 5000 | Fluorescent | 94.6429 | Omnidirectional | n/a | Meets Lumen Maintenance requirements 9600 hours for Tier 0 | 24000 | 24000 | 82 | n/a | n/a | n/a | n/a | n/a |  | 11/3/2014
Tier 0 | DAMAR® |  | 04888A | D F32T8/865/28W/ULTRA/ECO | 28 | 2650 | 6500 | Fluorescent | 94.6429 | Omnidirectional | n/a | Meets Lumen Maintenance requirements 9600 hours for Tier 0 | 24000 | 24000 | 82 | n/a | n/a | n/a | n/a | n/a |  | 11/3/2014
Tier 0 | DAMAR® |  | 29445B | D F32T8/835/28W/ULTRA/ECO | 28 | 2700 | 3500 | Fluorescent | 96.4286 | Omnidirectional | n/a | Meets Lumen Maintenance requirements 9600 hours for Tier 0 | 24000 | 24000 | 82 | n/a | n/a | n/a | n/a | n/a |  | 11/3/2014
Tier 0 | DAMAR® |  | 29531A | D F32T8/830/25W/ULTRA/ECO | 25 | 2500 | 3000 | Fluorescent | 100 | Omnidirectional | n/a | Meets Lumen Maintenance requirements 9600 hours for Tier 0 | 24000 | 24000 | 82 | n/a | n/a | n/a | n/a | n/a |  | 11/3/2014
Tier 0 | DAMAR® |  | 29532A | D F32T8/835/25W/ULTRA/ECO | 25 | 2450 | 3500 | Fluorescent | 98 | Omnidirectional | n/a | Meets Lumen Maintenance requirements 9600 hours for Tier 0 | 24000 | 24000 | 82 | n/a | n/a | n/a | n/a | n/a |  | 11/3/2014
Tier 0 | DAMAR® |  | 29533A | D F32T8/841/25W/ULTRA/ECO | 25 | 2450 | 4100 | Fluorescent | 98 | Omnidirectional | n/a | Meets Lumen Maintenance requirements 9600 hours for Tier 0 | 24000 | 24000 | 82 | n/a | n/a | n/a | n/a | n/a |  | 11/3/2014
Tier 0 | DAMAR® |  | 29534A | D F32T8/850/25W/ULTRA/ECO | 25 | 2400 | 5000 | Fluorescent | 96 | Omnidirectional | n/a | Meets Lumen Maintenance requirements 9600 hours for Tier 0 | 24000 | 24000 | 82 | n/a | n/a | n/a | n/a | n/a |  | 11/3/2014
Tier 0 | DAMAR® |  | 29535A | D F32T8/865/25W/ULTRA/ECO | 25 | 2400 | 6500 | Fluorescent | 96 | Omnidirectional | n/a | Meets Lumen Maintenance requirements 9600 hours for Tier 0 | 24000 | 24000 | 82 | n/a | n/a | n/a | n/a | n/a |  | 11/3/2014
Tier 0 | DAMAR® |  | 30812B | D F32T8/841/28W/ULTRA/ECO | 28 | 2700 | 4100 | Fluorescent | 96.4286 | Omnidirectional | n/a | Meets Lumen Maintenance requirements 9600 hours for Tier 0 | 24000 | 24000 | 82 | n/a | n/a | n/a | n/a | n/a |  | 11/3/2014
Tier 0 | DLU Lighting USA | ES28 | FLTHLVX4V | F28T8/835ES | 28 | 2750 | 3500 | Fluorescent | 98.2143 | Omnidirectional | n/a | Meets Lumen Maintenance requirements 9600 hours for Tier 0 | 24000 | 24000 | 85 | n/a | n/a | n/a | n/a | n/a |  | 3/1/2012
Tier 0 | DLU Lighting USA | ES28 | FLTHLVX5V | F28T8/841ES | 28 | 2750 | 4100 | Fluorescent | 98.2143 | Omnidirectional | n/a | Meets Lumen Maintenance requirements 9600 hours for Tier 0 | 24000 | 24000 | 85 | n/a | n/a | n/a | n/a | n/a |  | Prior to 11/2011
Tier 0 | DLU Lighting USA | ES28 | FLTHLVX6V | F28T8/850ES | 28 | 2750 | 5000 | Fluorescent | 98.2143 | Omnidirectional | n/a | Meets Lumen Maintenance requirements 9600 hours for Tier 0 | 24000 | 24000 | 85 | n/a | n/a | n/a | n/a | n/a |  | Prior to 11/2011
Tier 0 | DLU Lighting USA | T8 800 | 3284T | F32T8/841 | 32 | 3150 | 4100 | Fluorescent | 98.4375 | Omnidirectional | n/a | Meets Lumen Maintenance requirements 9600 hours for Tier 0 | 24000 | 24000 | 85 | n/a | n/a | n/a | n/a | n/a |  | 2/1/2012
Tier 0 | DLU Lighting USA | Tri-Lux | FLTHNVX4V | F32T8/835TL | 32 | 3150 | 3500 | Fluorescent | 98.4375 | Omnidirectional | n/a | Meets Lumen Maintenance requirements 9600 hours for Tier 0 | 24000 | 24000 | 85 | n/a | n/a | n/a | n/a | n/a |  | 3/1/2012
Tier 0 | DLU Lighting USA | Tri-Lux | FLTHNVX5V | F32T8/841TL | 32 | 3150 | 4100 | Fluorescent | 98.4375 | Omnidirectional | n/a | Meets Lumen Maintenance requirements 9600 hours for Tier 0 | 24000 | 24000 | 85 | n/a | n/a | n/a | n/a | n/a |  | Prior to 11/2011
Tier 0 | DLU Lighting USA | Tri-Lux | FLTHNVX6V | F32T8/850TL | 32 | 3150 | 5000 | Fluorescent | 98.4375 | Omnidirectional | n/a | Meets Lumen Maintenance requirements 9600 hours for Tier 0 | 24000 | 24000 | 85 | n/a | n/a | n/a | n/a | n/a |  | Prior to 11/2011
Tier 0 | DLU Lighting USA | Tri-Lux/Medistar | FLTHNVXDV | F32T8/859TL | 32 | 3150 | 5900 | Fluorescent | 98.4375 | Omnidirectional | n/a | Meets Lumen Maintenance requirements 9600 hours for Tier 0 | 24000 | 24000 | 85 | n/a | n/a | n/a | n/a | n/a |  | Prior to 11/2011
Tier 0 | DuroPower | LightWise | LWF32(25)T8/850 | LightWise F32T8 Fluorescent Reduced Wattage Lamp with 5000K | 25 | 2450 | 5000 | Fluorescent | 98 | Omnidirectional | n/a | Meets Lumen Maintenance requirements 9600 hours for Tier 0 | 30000 | 24000 | 83 | n/a | n/a | n/a | n/a | n/a |  | 2/1/2013
Tier 0 | DuroPower | LightWise | LWF32(28) T8/850 | LightWise F32T8 Fluorescent Reduced Wattage Lamp with 5000K | 28 | 2750 | 5000 | Fluorescent | 98.2143 | Omnidirectional | n/a | Meets Lumen Maintenance requirements 9600 hours for Tier 0 | 30000 | 24000 | 83 | n/a | n/a | n/a | n/a | n/a |  | 11/1/2012
Tier 0 | DuroPower | LightWise Fluorescent T8 Tube 32W | LWF32T8/850 | LWF32T8/850 | 32 | 3075 | 5000 | Fluorescent | 96.0938 | Omnidirectional | n/a | Meets Lumen Maintenance requirements 9600 hours for Tier 0 | 30000 | 24000 | 83 | n/a | n/a | n/a | n/a | n/a |  | 12/3/2012
Tier 0 | EiKO Global, LLC | Eiko High Lumen | 06568 | F32T8/830K/HL | 32 | 3100 | 3000 | Fluorescent | 96.875 | Omnidirectional | n/a | Meets Lumen Maintenance requirements 9600 hours for Tier 0 | 30000 | 24000 | 85 | n/a | n/a | n/a | n/a | n/a | http://eiko.com/Literature.aspx?LCATID=70&LitID=177 | 6/1/2015
Tier 0 | EiKO Global, LLC | Eiko High Lumen | 06569 | F32T8/835K/HL | 32 | 3100 | 3500 | Fluorescent | 96.875 | Omnidirectional | n/a | Meets Lumen Maintenance requirements 9600 hours for Tier 0 | 30000 | 24000 | 85 | n/a | n/a | n/a | n/a | n/a | http://eiko.com/Literature.aspx?LCATID=70&LitID=177 | 6/1/2015
Tier 0 | EiKO Global, LLC | Eiko High Lumen | 06570 | F32T8/841K/HL | 32 | 3100 | 4100 | Fluorescent | 96.875 | Omnidirectional | n/a | Meets Lumen Maintenance requirements 9600 hours for Tier 0 | 30000 | 24000 | 85 | n/a | n/a | n/a | n/a | n/a | http://eiko.com/Literature.aspx?LCATID=70&LitID=177 | 6/1/2015
Tier 0 | EiKO Global, LLC | Eiko High Lumen | 06571 | F32T8/850K/HL | 32 | 3000 | 5000 | Fluorescent | 93.75 | Omnidirectional | n/a | Meets Lumen Maintenance requirements 9600 hours for Tier 0 | 30000 | 24000 | 85 | n/a | n/a | n/a | n/a | n/a | http://eiko.com/Literature.aspx?LCATID=70&LitID=177 | 6/1/2015
Tier 0 | EiKO Global, LLC | Eiko High Lumen | 07148 | F32T8/865K/HL | 32 | 3000 | 6500 | Fluorescent | 93.75 | Omnidirectional | n/a | Meets Lumen Maintenance requirements 9600 hours for Tier 0 | 30000 | 24000 | 85 | n/a | n/a | n/a | n/a | n/a | http://eiko.com/Literature.aspx?LCATID=70&LitID=177 | 6/1/2015
Tier 0 | EiKO Global, LLC | Energy Saver | 06603 | F28T8/830/ES | 28 | 2800 | 3000 | Fluorescent | 100 | Omnidirectional | n/a | Meets Lumen Maintenance requirements 9600 hours for Tier 0 | 30000 | 24000 | 83 | n/a | n/a | n/a | n/a | n/a | http://eiko.com/Literature.aspx?LCATID=70&LitID=177 | 6/1/2015
Tier 0 | EiKO Global, LLC | Energy Saver | 06748 | F32T8/830/ES/25W | 25 | 2400 | 3000 | Fluorescent | 96 | Omnidirectional | n/a | Meets Lumen Maintenance requirements 9600 hours for Tier 0 | 30000 | 24000 | 83 | n/a | n/a | n/a | n/a | n/a | http://eiko.com/Literature.aspx?LCATID=70&LitID=177 | 6/1/2015
Tier 0 | EiKO Global, LLC | Energy Saver | 07146 | F28T8/865/ES | 28 | 2750 | 6500 | Fluorescent | 98.2143 | Omnidirectional | n/a | Meets Lumen Maintenance requirements 9600 hours for Tier 0 | 30000 | 24000 | 83 | n/a | n/a | n/a | n/a | n/a | http://eiko.com/Literature.aspx?LCATID=70&LitID=177 | 6/1/2015
Tier 0 | EiKO Global, LLC | Energy Saver | 07149 | F32T8/865/ES/25W | 25 | 2350 | 6500 | Fluorescent | 94 | Omnidirectional | n/a | Meets Lumen Maintenance requirements 9600 hours for Tier 0 | 30000 | 24000 | 83 | n/a | n/a | n/a | n/a | n/a | http://eiko.com/Literature.aspx?LCATID=70&LitID=177 | 6/1/2015
Tier 0 | EiKO Global, LLC | Long Life T8 Linear Fluorescent | 06604 | F28T8/835/ES | 28 | 2800 | 3500 | Fluorescent | 100 | Omnidirectional | n/a | Meets Lumen Maintenance requirements 9600 hours for Tier 0 | 30000 | 24000 | 85 | n/a | n/a | n/a | n/a | n/a | http://eiko.com/Literature.aspx?LCATID=70&LitID=177 | 6/1/2015
Tier 0 | EiKO Global, LLC | Long Life T8 Linear Fluorescent | 06605 | F28T8/841/ES | 28 | 2950 | 4100 | Fluorescent | 105.3571 | Omnidirectional | n/a | Meets Lumen Maintenance requirements 9600 hours for Tier 0 | 30000 | 24000 | 85 | n/a | n/a | n/a | n/a | n/a | http://eiko.com/Literature.aspx?LCATID=70&LitID=177 | 6/1/2015
Tier 0 | EiKO Global, LLC | Long Life T8 Linear Fluorescent | 06606 | F28T8/850/ES | 28 | 2950 | 5000 | Fluorescent | 105.3571 | Omnidirectional | n/a | Meets Lumen Maintenance requirements 9600 hours for Tier 0 | 30000 | 24000 | 85 | n/a | n/a | n/a | n/a | n/a | http://eiko.com/Literature.aspx?LCATID=70&LitID=177 | 6/1/2015
Tier 0 | EiKO Global, LLC | Long Life T8 Linear Fluorescent | 06749 | F32T8/835/ES/25W | 25 | 2400 | 3500 | Fluorescent | 96 | Omnidirectional | n/a | Meets Lumen Maintenance requirements 9600 hours for Tier 0 | 30000 | 24000 | 85 | n/a | n/a | n/a | n/a | n/a | http://eiko.com/Literature.aspx?LCATID=70&LitID=177 | 6/1/2015
Tier 0 | EiKO Global, LLC | Long Life T8 Linear Fluorescent | 06750 | F32T8/841/ES/25W | 25 | 2400 | 4100 | Fluorescent | 96 | Omnidirectional | n/a | Meets Lumen Maintenance requirements 9600 hours for Tier 0 | 30000 | 24000 | 85 | n/a | n/a | n/a | n/a | n/a | http://eiko.com/Literature.aspx?LCATID=70&LitID=177 | 6/1/2015
Tier 0 | EiKO Global, LLC | Long Life T8 Linear Fluorescent | 06751 | F32T8/850/ES/25W | 25 | 2350 | 5000 | Fluorescent | 94 | Omnidirectional | n/a | Meets Lumen Maintenance requirements 9600 hours for Tier 0 | 30000 | 24000 | 85 | n/a | n/a | n/a | n/a | n/a | http://eiko.com/Literature.aspx?LCATID=70&LitID=177 | 6/1/2015
Tier 0 | EiKO Global, LLC | Long Life T8 Linear Fluorescent | 07437 | F32T8/830K/XL | 32 | 2950 | 3000 | Fluorescent | 92 | Omnidirectional | n/a | Meets Lumen Maintenance requirements 9600 hours for Tier 0 | 70,000 | 44,000 | 83 | n/a | n/a | n/a | n/a | n/a | http://eiko.com/Literature.aspx?LCATID=70&LitID=466 | 2015-06-01
Tier 0 | EiKO Global, LLC | Long Life T8 Linear Fluorescent | 07476 | F32T8/850K/XL | 32 | 2950 | 5000 | Fluorescent | 92 | Omnidirectional | n/a | Meets Lumen Maintenance requirements 9600 hours for Tier 0 | 70,000 | 44,000 | 85 | n/a | n/a | n/a | n/a | n/a | http://eiko.com/Literature.aspx?LCATID=70&LitID=466 | 2015-06-01
Tier 1 | EiKO Global, LLC | Long Life T8 Linear Fluorescent | 07714 | F28T8/835/ES/XL | 28 | 2725 | 3500 | Fluorescent | 97 | Omnidirectional | n/a | Meets Lumen Maintenance requirements 14400 hours for Tier 1 | 70,000 | 44,000 | 85 | n/a | n/a | n/a | n/a | n/a | http://eiko.com/Literature.aspx?LCATID=70&LitID=466 | 2015-06-01
Tier 1 | EiKO Global, LLC | Long Life T8 Linear Fluorescent | 07715 | F28T8/841/ES/XL | 28 | 2725 | 4100 | Fluorescent | 97 | Omnidirectional | n/a | Meets Lumen Maintenance requirements 14400 hours for Tier 1 | 70,000 | 44,000 | 85 | n/a | n/a | n/a | n/a | n/a | http://eiko.com/Literature.aspx?LCATID=70&LitID=466 | 2015-06-01
Tier 0 | EiKO Global, LLC | Long Life T8 Linear Fluorescent | 07716 | F28T8/850/ES/XL | 28 | 2625 | 5000 | Fluorescent | 94 | Omnidirectional | n/a | Meets Lumen Maintenance requirements 9600 hours for Tier 0 | 70,000 | 44,000 | 85 | n/a | n/a | n/a | n/a | n/a | http://eiko.com/Literature.aspx?LCATID=70&LitID=466 | 2015-06-01
Tier 1 | EiKO Global, LLC | Long Life T8 Linear Fluorescent | 07728 | F32T8/835/ES/25W/XL | 25 | 2400 | 3500 | Fluorescent | 96 | Omnidirectional | n/a | Meets Lumen Maintenance requirements 14400 hours for Tier 1 | 50,000 | 30,000 | 85 | n/a | n/a | n/a | n/a | n/a | http://eiko.com/Literature.aspx?LCATID=70&LitID=466 | 2015-06-01
Tier 0 | EiKO Global, LLC | Long Life T8 Linear Fluorescent | 07789 | F32T8/841K/XL | 32 | 2950 | 4100 | Fluorescent | 92 | Omnidirectional | n/a | Meets Lumen Maintenance requirements 9600 hours for Tier 0 | 70,000 | 44,000 | 83 | n/a | n/a | n/a | n/a | n/a | http://eiko.com/Literature.aspx?LCATID=70&LitID=466 | 2015-06-01
Tier 0 | EiKO Global, LLC | Long Life T8 Linear Fluorescent | 07833 | F32T8/835K/XL | 32 | 2950 | 3500 | Fluorescent | 92 | Omnidirectional | n/a | Meets Lumen Maintenance requirements 9600 hours for Tier 0 | 70,000 | 44,000 | 83 | n/a | n/a | n/a | n/a | n/a | http://eiko.com/Literature.aspx?LCATID=70&LitID=466 | 2015-06-01
Tier 1 | EiKO Global, LLC | Long Life T8 Linear Fluorescent | 08616 | F32T8/841/ES/25W/XL | 25 | 2400 | 4100 | Fluorescent | 96 | Omnidirectional | n/a | Meets Lumen Maintenance requirements 14400 hours for Tier 1 | 50,000 | 30,000 | 85 | n/a | n/a | n/a | n/a | n/a | http://eiko.com/Literature.aspx?LCATID=70&LitID=466 | 2015-06-01
Tier 1 | EiKO Global, LLC | Long Life T8 Linear Fluorescent | 30773 | F32T8/850/ES/25W/XL | 25 | 2400 | 5000 | Fluorescent | 96 | Omnidirectional | n/a | Meets Lumen Maintenance requirements 14400 hours for Tier 1 | 50,000 | 30,000 | 85 | n/a | n/a | n/a | n/a | n/a | http://eiko.com/Literature.aspx?LCATID=70&LitID=466 | 2015-06-01
Tier 0 | EiKO Global, LLC | Long Life T8 Linear Fluorescent | 81174 | F32T8/850K | 32 | 2950 | 5000 | Fluorescent | 92.1875 | Omnidirectional | n/a | Meets Lumen Maintenance requirements 9600 hours for Tier 0 | 24000 | 24000 | 85 | n/a | n/a | n/a | n/a | n/a | http://eiko.com/Literature.aspx?LCATID=70&LitID=177 | 6/1/2015
Tier 2 | EiKO Global, LLC | T8 Direct Replacement | 08810 | LED18T8F/48/835-G5DR | 14 | 1800 | 3500 | LED | 128 | Directional | 220 | Meets Lumen Maintenance requirements 20000 hours for Tier 2 | 50000 | 50000 | 82 | 220 | Opaque | Yes | 10% | Compliant with ANSI C78.81 | http://www.eiko.com/Products.aspx?CatID=953 | 2015-04-01
Tier 2 | EiKO Global, LLC | T8 Direct Replacement | 08811 | LED18T8F/48/840-G5DR | 14 | 1800 | 4000 | LED | 128 | Directional | 220 | Meets Lumen Maintenance requirements 20000 hours for Tier 2 | 50000 | 50000 | 82 | 220 | Opaque | Yes | 10% | Compliant with ANSI C78.81 | http://www.eiko.com/Products.aspx?CatID=953 | 2015-04-01
Tier 2 | EiKO Global, LLC | T8 Direct Replacement | 08812 | LED18T8F/48/850-G5DR | 14 | 1800 | 5000 | LED | 128 | Directional | 220 | Meets Lumen Maintenance requirements 20000 hours for Tier 2 | 50000 | 50000 | 82 | 220 | Opaque | Yes | 10% | Compliant with ANSI C78.81 | http://www.eiko.com/Products.aspx?CatID=953 | 2015-04-01
Tier 2 | EiKO Global, LLC | T8 Direct Replacement | 08814 | LED22T8F/48/840-G5DR | 17 | 2200 | 4000 | LED | 129 | Directional | 220 | Meets Lumen Maintenance requirements 20000 hours for Tier 2 | 50000 | 50000 | 82 | 220 | Opaque | Yes | 10% | Compliant with ANSI C78.81 | http://www.eiko.com/Products.aspx?CatID=953 | 2015-04-01
Tier 2 | EiKO Global, LLC | T8 Direct Replacement | 08815 | LED22T8F/48/850-G5DR | 17 | 2200 | 5000 | LED | 129 | Directional | 220 | Meets Lumen Maintenance requirements 20000 hours for Tier 2 | 50000 | 50000 | 82 | 220 | Opaque | Yes | 10% | Compliant with ANSI C78.81 | http://www.eiko.com/Products.aspx?CatID=953 | 2015-04-01
Tier 2 | Energy Focus Inc. | Intellitube | LEDFLT8835413ITC | LEDFLT8835413ITC | 17 | 1924 | 3500 | LED | 113.1765 | Directional | 120 | Meets Lumen Maintenance requirements 20000 hours for Tier 2 | 50000 | 50000 | >80 | 110 | Clear | Yes | 10% | Compliant with ANSI C78.102 | http://www.energyfocusinc.com/wp-content/uploads/Intellitube_W_2.pdf | 2015-01-04
Tier 2 | Energy Focus Inc. | Intellitube | LEDFLT8835413ITF | LEDFLT8835413ITF | 17 | 1798 | 3500 | LED | 105.7647 | Directional | 120 | Meets Lumen Maintenance requirements 20000 hours for Tier 2 | 50000 | 50000 | >80 | 110 | Diffuse | Yes | 10% | Compliant with ANSI C78.102 | http://www.energyfocusinc.com/wp-content/uploads/Intellitube_W_2.pdf | 2015-01-04
Tier 2 | Energy Focus Inc. | Intellitube | LEDFLT8835415ITC | LEDFLT8835415ITC | 17 | 1924 | 3500 | LED | 113.1765 | Directional | 120 | Meets Lumen Maintenance requirements 20000 hours for Tier 2 | 50000 | 50000 | >80 | 110 | Clear | Yes | 10% | Compliant with ANSI C78.102 | http://www.energyfocusinc.com/wp-content/uploads/Intellitube_W_2.pdf | 2015-01-04
Tier 2 | Energy Focus Inc. | Intellitube | LEDFLT8835415ITF | LEDFLT8835415ITF | 17 | 1798 | 3500 | LED | 105.7647 | Directional | 120 | Meets Lumen Maintenance requirements 20000 hours for Tier 2 | 50000 | 50000 | >80 | 110 | Diffuse | Yes | 10% | Compliant with ANSI C78.102 | http://www.energyfocusinc.com/wp-content/uploads/Intellitube_W_2.pdf | 2015-01-04
Tier 2 | Energy Focus Inc. | Intellitube | LEDFLT8835418ITC | LEDFLT8835418ITC | 17 | 1924 | 3500 | LED | 113.1765 | Directional | 120 | Meets Lumen Maintenance requirements 20000 hours for Tier 2 | 50000 | 50000 | >80 | 110 | Clear | Yes | 10% | Compliant with ANSI C78.102 | http://www.energyfocusinc.com/wp-content/uploads/Intellitube_W_2.pdf | 2015-01-04
Tier 2 | Energy Focus Inc. | Intellitube | LEDFLT8835418ITF | LEDFLT8835418ITF | 17 | 1798 | 3500 | LED | 105.7647 | Directional | 120 | Meets Lumen Maintenance requirements 20000 hours for Tier 2 | 50000 | 50000 | >80 | 110 | Diffuse | Yes | 10% | Compliant with ANSI C78.102 | http://www.energyfocusinc.com/wp-content/uploads/Intellitube_W_2.pdf | 2015-01-04
Tier 2 | Energy Focus Inc. | Intellitube | LEDFLT8840413ITC | LEDFLT8840413ITC | 17 | 1924 | 4000 | LED | 113.1765 | Directional | 120 | Meets Lumen Maintenance requirements 20000 hours for Tier 2 | 50000 | 50000 | >80 | 110 | Clear | Yes | 10% | Compliant with ANSI C78.102 | http://www.energyfocusinc.com/wp-content/uploads/Intellitube_W_2.pdf | 2015-01-04
Tier 2 | Energy Focus Inc. | Intellitube | LEDFLT8840413ITF | LEDFLT8840413ITF | 17 | 1798 | 4000 | LED | 105.7647 | Directional | 120 | Meets Lumen Maintenance requirements 20000 hours for Tier 2 | 50000 | 50000 | >80 | 110 | Diffuse | Yes | 10% | Compliant with ANSI C78.102 | http://www.energyfocusinc.com/wp-content/uploads/Intellitube_W_2.pdf | 2015-01-04
Tier 2 | Energy Focus Inc. | Intellitube | LEDFLT8840415ITC | LEDFLT8840415ITC | 17 | 1924 | 4000 | LED | 113.1765 | Directional | 120 | Meets Lumen Maintenance requirements 20000 hours for Tier 2 | 50000 | 50000 | >80 | 110 | Clear | Yes | 10% | Compliant with ANSI C78.102 | http://www.energyfocusinc.com/wp-content/uploads/Intellitube_W_2.pdf | 2015-01-04
Tier 2 | Energy Focus Inc. | Intellitube | LEDFLT8840415ITF | LEDFLT8840415ITF | 17 | 1798 | 4000 | LED | 105.7647 | Directional | 120 | Meets Lumen Maintenance requirements 20000 hours for Tier 2 | 50000 | 50000 | >80 | 110 | Diffuse | Yes | 10% | Compliant with ANSI C78.102 | http://www.energyfocusinc.com/wp-content/uploads/Intellitube_W_2.pdf | 2015-01-04
Tier 2 | Energy Focus Inc. | Intellitube | LEDFLT8840418ITC | LEDFLT8840418ITC | 17 | 1924 | 4000 | LED | 113.1765 | Directional | 120 | Meets Lumen Maintenance requirements 20000 hours for Tier 2 | 50000 | 50000 | >80 | 110 | Clear | Yes | 10% | Compliant with ANSI C78.102 | http://www.energyfocusinc.com/wp-content/uploads/Intellitube_W_2.pdf | 2015-01-04
Tier 2 | Energy Focus Inc. | Intellitube | LEDFLT8840418ITF | LEDFLT8840418ITF | 17 | 1798 | 4000 | LED | 105.7647 | Directional | 120 | Meets Lumen Maintenance requirements 20000 hours for Tier 2 | 50000 | 50000 | >80 | 110 | Diffuse | Yes | 10% | Compliant with ANSI C78.102 | http://www.energyfocusinc.com/wp-content/uploads/Intellitube_W_2.pdf | 2015-01-04
Tier 2 | Energy Focus Inc. | Intellitube | LEDFLT8850413ITC | LEDFLT8850413ITC | 17 | 1924 | 5000 | LED | 113.1765 | Directional | 120 | Meets Lumen Maintenance requirements 20000 hours for Tier 2 | 50000 | 50000 | >80 | 110 | Clear | Yes | 10% | Compliant with ANSI C78.102 | http://www.energyfocusinc.com/wp-content/uploads/Intellitube_W_2.pdf | 2015-01-04
Tier 2 | Energy Focus Inc. | Intellitube | LEDFLT8850413ITF | LEDFLT8850413ITF | 17 | 1798 | 5000 | LED | 105.7647 | Directional | 120 | Meets Lumen Maintenance requirements 20000 hours for Tier 2 | 50000 | 50000 | >80 | 110 | Diffuse | Yes | 10% | Compliant with ANSI C78.102 | http://www.energyfocusinc.com/wp-content/uploads/Intellitube_W_2.pdf | 2015-01-04
Tier 2 | Energy Focus Inc. | Intellitube | LEDFLT8850415ITC | LEDFLT8850415ITC | 17 | 1924 | 5000 | LED | 113.1765 | Directional | 120 | Meets Lumen Maintenance requirements 20000 hours for Tier 2 | 50000 | 50000 | >80 | 110 | Clear | Yes | 10% | Compliant with ANSI C78.102 | http://www.energyfocusinc.com/wp-content/uploads/Intellitube_W_2.pdf | 2015-01-04
Tier 2 | Energy Focus Inc. | Intellitube | LEDFLT8850415ITF | LEDFLT8850415ITF | 17 | 1798 | 5000 | LED | 105.7647 | Directional | 120 | Meets Lumen Maintenance requirements 20000 hours for Tier 2 | 50000 | 50000 | >80 | 110 | Diffuse | Yes | 10% | Compliant with ANSI C78.102 | http://www.energyfocusinc.com/wp-content/uploads/Intellitube_W_2.pdf | 2015-01-04
Tier 2 | Energy Focus Inc. | Intellitube | LEDFLT8850418ITC | LEDFLT8850418ITC | 17 | 1924 | 5000 | LED | 113.1765 | Directional | 120 | Meets Lumen Maintenance requirements 20000 hours for Tier 2 | 50000 | 50000 | >80 | 110 | Clear | Yes | 10% | Compliant with ANSI C78.102 | http://www.energyfocusinc.com/wp-content/uploads/Intellitube_W_2.pdf | 2015-01-04
Tier 2 | Energy Focus Inc. | Intellitube | LEDFLT8850418ITF | LEDFLT8850418ITF | 17 | 1798 | 5000 | LED | 105.7647 | Directional | 120 | Meets Lumen Maintenance requirements 20000 hours for Tier 2 | 50000 | 50000 | >80 | 110 | Diffuse | Yes | 10% | Compliant with ANSI C78.102 | http://www.energyfocusinc.com/wp-content/uploads/Intellitube_W_2.pdf | 2015-01-04
Tier 0 | Espen Technology | Armor Coat | 25841AC | F32T8/841/ES-25W/AC | 25 | 2500 | 4100 | Fluorescent | 100 | Omnidirectional | n/a | Meets Lumen Maintenance requirements 9600 hours for Tier 0 | 30000 | 24000 | 85 | n/a | n/a | n/a | n/a | n/a |  | 2/1/2012
Tier 0 | Espen Technology | Armor Coat | 25850AC | F32T8/850/ES-25W/AC | 25 | 2400 | 5000 | Fluorescent | 96 | Omnidirectional | n/a | Meets Lumen Maintenance requirements 9600 hours for Tier 0 | 30000 | 24000 | 85 | n/a | n/a | n/a | n/a | n/a |  | 2/1/2012
Tier 0 | Espen Technology | Armor Coat | 28841AC | F32T8/841/ES-28W/AC | 28 | 2725 | 4100 | Fluorescent | 97.3214 | Omnidirectional | n/a | Meets Lumen Maintenance requirements 9600 hours for Tier 0 | 30000 | 24000 | 85 | n/a | n/a | n/a | n/a | n/a |  | 2/1/2012
Tier 0 | Espen Technology | Armor Coat | 28850AC | F32T8/850/ES-28W/AC | 28 | 2725 | 5000 | Fluorescent | 97.3214 | Omnidirectional | n/a | Meets Lumen Maintenance requirements 9600 hours for Tier 0 | 30000 | 24000 | 85 | n/a | n/a | n/a | n/a | n/a |  | 2/1/2012
Tier 0 | Espen Technology | Armor Coat | 32841AC | F32T8/841/HE/AC | 32 | 3100 | 4100 | Fluorescent | 96.875 | Omnidirectional | n/a | Meets Lumen Maintenance requirements 9600 hours for Tier 0 | 30000 | 24000 | 85 | n/a | n/a | n/a | n/a | n/a |  | 3/1/2012
Tier 0 | Espen Technology | Armor Coat | 32850AC | F32T8/850/HE/AC | 32 | 3100 | 5000 | Fluorescent | 96.875 | Omnidirectional | n/a | Meets Lumen Maintenance requirements 9600 hours for Tier 0 | 30000 | 24000 | 85 | n/a | n/a | n/a | n/a | n/a |  | 3/1/2012
Tier 0 | Espen Technology | Elite HE | 13986 | F32T8/827/HE | 32 | 3100 | 2700 | Fluorescent | 96.875 | Omnidirectional | n/a | Meets Lumen Maintenance requirements 9600 hours for Tier 0 | 30000 | 24000 | 85 | n/a | n/a | n/a | n/a | n/a |  | Prior to 11/2011
Tier 0 | Espen Technology | Elite HE | 13987 | F32T8/830/HE | 32 | 3100 | 3000 | Fluorescent | 96.875 | Omnidirectional | n/a | Meets Lumen Maintenance requirements 9600 hours for Tier 0 | 30000 | 24000 | 85 | n/a | n/a | n/a | n/a | n/a |  | Prior to 11/2011
Tier 0 | Espen Technology | Elite HE | 13988 | F32T8/835/HE | 32 | 3100 | 3500 | Fluorescent | 96.875 | Omnidirectional | n/a | Meets Lumen Maintenance requirements 9600 hours for Tier 0 | 30000 | 24000 | 85 | n/a | n/a | n/a | n/a | n/a |  | Prior to 11/2011
Tier 0 | Espen Technology | Elite HE | 13989 | F32T8/841/HE | 32 | 3100 | 4100 | Fluorescent | 96.875 | Omnidirectional | n/a | Meets Lumen Maintenance requirements 9600 hours for Tier 0 | 30000 | 24000 | 85 | n/a | n/a | n/a | n/a | n/a |  | Prior to 11/2011
Tier 0 | Espen Technology | Elite HE | 13990 | F32T8/850/HE | 32 | 3100 | 5000 | Fluorescent | 96.875 | Omnidirectional | n/a | Meets Lumen Maintenance requirements 9600 hours for Tier 0 | 30000 | 24000 | 85 | n/a | n/a | n/a | n/a | n/a |  | Prior to 11/2011
Tier 0 | Espen Technology | Elite HE | 32865 | F32T8/865/HE | 32 | 2976 | 6500 | Fluorescent | 93 | Omnidirectional | n/a | Meets Lumen Maintenance requirements 9600 hours for Tier 0 | 30000 | 24000 | 85 | n/a | n/a | n/a | n/a | n/a |  | 12/30/2011
Tier 0 | Espen Technology | Energy Edge | 14003 | F32T8/841/ES - 28W | 28 | 2725 | 4100 | Fluorescent | 97.3214 | Omnidirectional | n/a | Meets Lumen Maintenance requirements 9600 hours for Tier 0 | 30000 | 24000 | 85 | n/a | n/a | n/a | n/a | n/a |  | Prior to 11/2011
Tier 0 | Espen Technology | Energy Edge | 14004 | F32T8/850/ES - 28W | 28 | 2725 | 5000 | Fluorescent | 97.3214 | Omnidirectional | n/a | Meets Lumen Maintenance requirements 9600 hours for Tier 0 | 30000 | 24000 | 85 | n/a | n/a | n/a | n/a | n/a |  | Prior to 11/2011
Tier 0 | Espen Technology | Energy Edge | 25830 | F32T8/830/ES - 25W | 25 | 2500 | 3000 | Fluorescent | 100 | Omnidirectional | n/a | Meets Lumen Maintenance requirements 9600 hours for Tier 0 | 24000 | 20000 | 85 | n/a | n/a | n/a | n/a | n/a |  | Prior to 11/2011
Tier 0 | Espen Technology | Energy Edge | 25835 | F32T8/835/ES - 25W | 25 | 2500 | 3500 | Fluorescent | 100 | Omnidirectional | n/a | Meets Lumen Maintenance requirements 9600 hours for Tier 0 | 24000 | 20000 | 85 | n/a | n/a | n/a | n/a | n/a |  | Prior to 11/2011
Tier 0 | Espen Technology | Energy Edge | 28830 | F32T8/830/ES - 28W | 28 | 2725 | 3000 | Fluorescent | 97.3214 | Omnidirectional | n/a | Meets Lumen Maintenance requirements 9600 hours for Tier 0 | 24000 | 20000 | 85 | n/a | n/a | n/a | n/a | n/a |  | Prior to 11/2011
Tier 0 | Espen Technology | Energy Edge | 28835 | F32T8/835/ES - 28W | 28 | 2725 | 3500 | Fluorescent | 97.3214 | Omnidirectional | n/a | Meets Lumen Maintenance requirements 9600 hours for Tier 0 | 24000 | 20000 | 85 | n/a | n/a | n/a | n/a | n/a |  | Prior to 11/2011
Tier 0 | Espen Technology | Energy Edge | 84125 | F32T8/841/ES - 25W | 25 | 2500 | 4100 | Fluorescent | 100 | Omnidirectional | n/a | Meets Lumen Maintenance requirements 9600 hours for Tier 0 | 30000 | 24000 | 85 | n/a | n/a | n/a | n/a | n/a |  | Prior to 11/2011
Tier 0 | Espen Technology | Energy Edge | 85025 | F32T8/850/ES - 25W | 25 | 2400 | 5000 | Fluorescent | 96 | Omnidirectional | n/a | Meets Lumen Maintenance requirements 9600 hours for Tier 0 | 30000 | 24000 | 82 | n/a | n/a | n/a | n/a | n/a |  | Prior to 11/2011
Tier 1 | Espen Technology | Extended Life | 28830XL | F32T8/830/XL/ES-28W | 28 | 2725 | 3000 | Fluorescent | 97.3214 | Omnidirectional | n/a | Meets Lumen Maintenance requirements 14400 hours for Tier 1 | 40000 | 36000 | 85 | n/a | n/a | n/a | n/a | n/a |  | 11/1/2013
Tier 1 | Espen Technology | Extended Life | 28835XL | F32T8/835/XL/ES-28W | 28 | 2725 | 3500 | Fluorescent | 97.3214 | Omnidirectional | n/a | Meets Lumen Maintenance requirements 14400 hours for Tier 1 | 40000 | 36000 | 85 | n/a | n/a | n/a | n/a | n/a |  | 11/12013
Tier 1 | Espen Technology | Extended Life | 28841XL | F32T8/841/XL/ES-28W | 28 | 2725 | 4100 | Fluorescent | 97.3214 | Omnidirectional | n/a | Meets Lumen Maintenance requirements 14400 hours for Tier 1 | 40000 | 36000 | 85 | n/a | n/a | n/a | n/a | n/a |  | 4/1/2013
Tier 1 | Espen Technology | Extended Life | 32830XL | F32T8/830/XL/HE | 32 | 3100 | 3000 | Fluorescent | 96.875 | Omnidirectional | n/a | Meets Lumen Maintenance requirements 14400 hours for Tier 1 | 40000 | 36000 | 85 | n/a | n/a | n/a | n/a | n/a |  | 11/1/2013
Tier 1 | Espen Technology | Extended Life | 32835XL | F32T8/835/XL/HE | 32 | 3100 | 3500 | Fluorescent | 96.875 | Omnidirectional | n/a | Meets Lumen Maintenance requirements 14400 hours for Tier 1 | 40000 | 36000 | 85 | n/a | n/a | n/a | n/a | n/a |  | 2013-11-01
Tier 1 | Espen Technology | Extended Life | 32841XL | F32T8/841/XL/HE | 32 | 3100 | 4100 | Fluorescent | 96.875 | Omnidirectional | n/a | Meets Lumen Maintenance requirements 14400 hours for Tier 1 | 40000 | 36000 | 85 | n/a | n/a | n/a | n/a | n/a |  | 4/1/2013
Tier 1 | Espen Technology | Extended Life | 32850XL | F32T8/850/XL/HE | 32 | 3100 | 5000 | Fluorescent | 96.875 | Omnidirectional | n/a | Meets Lumen Maintenance requirements 14400 hours for Tier 1 | 40000 | 36000 | 85 | n/a | n/a | n/a | n/a | n/a |  | 4/1/2013
Tier 1 | Espen Technology | Extened Life | 28850XL | F32T8/850/XL/ES-28W | 28 | 2725 | 5000 | Fluorescent | 97.3214 | Omnidirectional | n/a | Meets Lumen Maintenance requirements 14400 hours for Tier 1 | 40000 | 36000 | 85 | n/a | n/a | n/a | n/a | n/a |  | 4/1/2013
Tier 0 | Fulham | FLFT8E32W8 | FLFT8E32W8 | F32T8850K | 32 | 2950 | 5000 | Fluorescent | 92.1875 | Omnidirectional | n/a | Meets Lumen Maintenance requirements 9600 hours for Tier 0 | 24000 | 24000 | 85 | n/a | n/a | n/a | n/a | n/a |  | 2014-03-03
Tier 0 | Fusion Lamps | Energy Saving Series | FN6C28A2F | FN6C28A2F | 28 | 2725 | 4100 | Fluorescent | 97.3214 | Omnidirectional | n/a | Meets Lumen Maintenance requirements 9600 hours for Tier 0 | 24000 | 20000 | 85 | n/a | n/a | n/a | n/a | n/a |  | Prior to 11/2011
Tier 0 | Fusion Lamps | FFT8 Series | FF32/T8/865 | FF32T8/865 | 32 | 3000 | 6500 | Fluorescent | 93.75 | Omnidirectional | n/a | Meets Lumen Maintenance requirements 9600 hours for Tier 0 | 24000 | 20000 | 82 | n/a | n/a | n/a | n/a | n/a |  | 2014-01-02
Tier 0 | Fusion Lamps | Fusion | FF28/T8/830/ES/LL | FF28/T8/830/ES/LL | 28 | 2725 | 3000K | Fluorescent | 97.3214 | Omnidirectional | n/a | Meets Lumen Maintenance requirements 9600 hours for Tier 0 | 24000 | 24000 | 82 | n/a | n/a | Yes | 1% | Compliant with ANSI C78.81 | http://www.fusionlamps.ca/media/datasheets/Fusion_Linear_T8_28W_TDS.pdf | 2015-04-01
Tier 0 | Fusion Lamps | Fusion | FF28/T8/835/ES/LL | FF28/T8/835/ES/LL | 28 | 2700 | 3500K | Fluorescent | 96.4286 | Omnidirectional | n/a | Meets Lumen Maintenance requirements 9600 hours for Tier 0 | 24000 | 24000 | 82 | n/a | n/a | Yes | 1% | Compliant with ANSI C78.81 | http://www.fusionlamps.ca/media/datasheets/Fusion_Linear_T8_28W_TDS.pdf | 2015-04-01
Tier 0 | Fusion Lamps | Fusion | FF28/T8/841/ES/LL | FF28/T8/841/ES/LL | 28 | 2700 | 4100K | Fluorescent | 96.4286 | Omnidirectional | n/a | Meets Lumen Maintenance requirements 9600 hours for Tier 0 | 24000 | 24000 | 82 | n/a | n/a | Yes | 1% | Compliant with ANSI C78.81 | http://www.fusionlamps.ca/media/datasheets/Fusion_Linear_T8_28W_TDS.pdf | 2015-04-01
Tier 0 | Fusion Lamps | Fusion | FF28/T8/850/ES/LL | FF28/T8/850/ES/LL | 28 | 2650 | 5000K | Fluorescent | 94.6429 | Omnidirectional | n/a | Meets Lumen Maintenance requirements 9600 hours for Tier 0 | 24000 | 24000 | 82 | n/a | n/a | Yes | 1% | Compliant with ANSI C78.81 | http://www.fusionlamps.ca/media/datasheets/Fusion_Linear_T8_28W_TDS.pdf | 2015-04-01
Tier 2 | Fusion Lamps | Fusion | FLED22T8/840/DIRECT | FLED22T8/840/DIRECT | 22 | 2200 | 4000 | LED | 100 | Directional | 240 | Meets Lumen Maintenance requirements 20000 hours for Tier 2 | 50000 | 50000 | 83 | 240 | Diffuse | Yes | 5% | Compliant with ANSI C78.81 | http://www.fusionlamps.net/SpecSheets/FF22T8_850_DIRECT.pdf | 2015-04-01
Tier 2 | Fusion Lamps | Fusion | FLED22T8/850/DIRECT | FLED22T8/850/DIRECT | 22 | 2200 | 5000 | LED | 100 | Directional | 240 | Meets Lumen Maintenance requirements 20000 hours for Tier 2 | 50000 | 50000 | 83 | 240 | Diffuse | Yes | 5% | Compliant with ANSI C78.81 | http://www.fusionlamps.net/SpecSheets/FF22T8_850_DIRECT.pdf | 2015-04-01
Tier 0 | Fusion Lamps | Fusion | FF25T8/841/4FT | FF25T8/841/4FT | 25 | 3100 | 4100 | Fluorescent | 95 | Omnidirectional | n/a | Meets Lumen Maintenance requirements 9600 hours for Tier 0 | 24000 | 20000 | 82 | n/a | n/a | n/a | n/a | n/a | http://www.fusionlamps.net/product.php?pid=127 | 2015-05-01
Tier 0 | Fusion Lamps | Fusion | FF28T8/830/4FT | FF28T8/830/4FT | 28 | 2725 | 3000 | Fluorescent | 97 | Omnidirectional | n/a | Meets Lumen Maintenance requirements 9600 hours for Tier 0 | 24000 | 20000 | 82 | n/a | n/a | n/a | n/a | n/a | http://www.fusionlamps.net/product.php?pid=128 | 2015-05-01
Tier 0 | Fusion Lamps | Fusion | FF28T8/835/4FT | FF28T8/835/4FT | 28 | 2700 | 3500 | Fluorescent | 96 | Omnidirectional | n/a | Meets Lumen Maintenance requirements 9600 hours for Tier 0 | 24000 | 20000 | 82 | n/a | n/a | n/a | n/a | n/a | http://www.fusionlamps.net/product.php?pid=128 | 2015-05-01
Tier 0 | Fusion Lamps | Fusion | FF28T8/841/4FT | FF28T8/841/4FT | 28 | 2700 | 4100 | Fluorescent | 96 | Omnidirectional | n/a | Meets Lumen Maintenance requirements 9600 hours for Tier 0 | 24000 | 20000 | 82 | n/a | n/a | n/a | n/a | n/a | http://www.fusionlamps.net/product.php?pid=128 | 2015-05-01
Tier 0 | Fusion Lamps | Fusion | FF28T8/850/4FT | FF28T8/850/4FT | 28 | 2650 | 5000 | Fluorescent | 95 | Omnidirectional | n/a | Meets Lumen Maintenance requirements 9600 hours for Tier 0 | 24000 | 20000 | 82 | n/a | n/a | n/a | n/a | n/a | http://www.fusionlamps.net/product.php?pid=128 | 2015-05-01
Tier 0 | Fusion Lamps | Fusion | FF28T8/865/4FT | FF28T8/865/4FT | 28 | 2650 | 6500 | Fluorescent | 95 | Omnidirectional | n/a | Meets Lumen Maintenance requirements 9600 hours for Tier 0 | 24000 | 20000 | 82 | n/a | n/a | n/a | n/a | n/a | http://www.fusionlamps.net/product.php?pid=128 | 2015-05-01
Tier 0 | Fusion Lamps | Fusion HLO Series | FF32/T8/830/HLO | FF32/T8/830/HLO | 32 | 3200 | 3000 | Fluorescent | 100 | Omnidirectional | n/a | Meets Lumen Maintenance requirements 9600 hours for Tier 0 | 24000 | 20000 | 85 | n/a | n/a | n/a | n/a | n/a |  | 11/2/2011
Tier 0 | Fusion Lamps | Fusion HLO Series | FF32/T8/835/HLO | FF32/T8/835/HLO | 32 | 3200 | 3500 | Fluorescent | 100 | Omnidirectional | n/a | Meets Lumen Maintenance requirements 9600 hours for Tier 0 | 24000 | 20000 | 85 | n/a | n/a | n/a | n/a | n/a |  | 11/2/2011
Tier 0 | Fusion Lamps | Fusion HLO Series | FF32/T8/841/HLO | FF32/T8/841/HLO | 32 | 3200 | 4100 | Fluorescent | 100 | Omnidirectional | n/a | Meets Lumen Maintenance requirements 9600 hours for Tier 0 | 24000 | 20000 | 85 | n/a | n/a | n/a | n/a | n/a |  | 11/2/2011
Tier 0 | Fusion Lamps | Fusion HLO Series | FF32/T8/850/HLO | FF32/T8/850/HLO | 32 | 3100 | 5000 | Fluorescent | 96.875 | Omnidirectional | n/a | Meets Lumen Maintenance requirements 9600 hours for Tier 0 | 24000 | 20000 | 85 | n/a | n/a | n/a | n/a | n/a |  | 11/2/2011
Tier 0 | Fusion Lamps | Fusion HLO Series | FN6C32A2F/HLO | FN6C32A2F/HLO | 32 | 3200 | 4100 | Fluorescent | 100 | Omnidirectional | n/a | Meets Lumen Maintenance requirements 9600 hours for Tier 0 | 24000 | 20000 | 85 | n/a | n/a | n/a | n/a | n/a |  | 11/2/2011
Tier 1 | Fusion Lamps | Fusion Lamps | FF32T8/835/FP/XLL | 32W T8 LONG LIFE FLUORESCENT TUBE | 32 | 3100 | 3000 | Fluorescent | 96.875 | Omnidirectional | n/a | Meets Lumen Maintenance requirements 14400 hours for Tier 1 | 42000 | 42000 | 82 | n/a | n/a | n/a | n/a | n/a |  | 2015-01-02
Tier 1 | Fusion Lamps | Fusion Lamps | FF32T8/841/FP/XLL | 32W T8 LONG LIFE FLUORESCENT TUBE | 32 | 3100 | 3500 | Fluorescent | 96.875 | Omnidirectional | n/a | Meets Lumen Maintenance requirements 14400 hours for Tier 1 | 42000 | 42000 | 82 | n/a | n/a | n/a | n/a | n/a |  | 2015-01-02
Tier 1 | Fusion Lamps | Fusion Lamps | FF32T8/850/FP/XLL | 32W T8 LONG LIFE FLUORESCENT TUBE | 32 | 3100 | 4100 | Fluorescent | 96.875 | Omnidirectional | n/a | Meets Lumen Maintenance requirements 14400 hours for Tier 1 | 42000 | 42000 | 82 | n/a | n/a | n/a | n/a | n/a |  | 2015-01-02
Tier 0 | Fusion Lamps |  | FF25/T8/830/4FT | FF25/T8/830/4FT | 25 | 2400 | 3000 | Fluorescent | 96 | Omnidirectional | n/a | Meets Lumen Maintenance requirements 9600 hours for Tier 0 | 24000 | 20000 | 83 | n/a | n/a | n/a | n/a | n/a |  | Prior to 11/2011
Tier 0 | Fusion Lamps |  | FF25/T8/835/4FT | FF25/T8/835/4FT | 25 | 2400 | 3500 | Fluorescent | 96 | Omnidirectional | n/a | Meets Lumen Maintenance requirements 9600 hours for Tier 0 | 24000 | 20000 | 83 | n/a | n/a | n/a | n/a | n/a |  | Prior to 11/2011
Tier 0 | Fusion Lamps |  | FF25/T8/850/4FT | FF25/T8/850/4FT | 25 | 2300 | 5000 | Fluorescent | 92 | Omnidirectional | n/a | Meets Lumen Maintenance requirements 9600 hours for Tier 0 | 24000 | 20000 | 83 | n/a | n/a | n/a | n/a | n/a |  | Prior to 11/2011
Tier 0 | Fusion Lamps |  | FF28/T8/830/ES | FF28/T8/830/ES | 28 | 2725 | 3000 | Fluorescent | 97.3214 | Omnidirectional | n/a | Meets Lumen Maintenance requirements 9600 hours for Tier 0 | 24000 | 20000 | 83 | n/a | n/a | n/a | n/a | n/a |  | Prior to 11/2011
Tier 0 | Fusion Lamps |  | FF28/T8/835/ES | FF28/T8/835/ES | 28 | 2725 | 3500 | Fluorescent | 97.3214 | Omnidirectional | n/a | Meets Lumen Maintenance requirements 9600 hours for Tier 0 | 24000 | 20000 | 83 | n/a | n/a | n/a | n/a | n/a |  | Prior to 11/2011
Tier 0 | Fusion Lamps |  | FF28/T8/841/ES | FF28/T8/841/ES | 28 | 2725 | 4100 | Fluorescent | 97.3214 | Omnidirectional | n/a | Meets Lumen Maintenance requirements 9600 hours for Tier 0 | 24000 | 20000 | 83 | n/a | n/a | n/a | n/a | n/a |  | Prior to 11/2011
Tier 0 | Fusion Lamps |  | FF28/T8/850/ES | FF28/T8/850/ES | 28 | 2600 | 5000 | Fluorescent | 92.8571 | Omnidirectional | n/a | Meets Lumen Maintenance requirements 9600 hours for Tier 0 | 24000 | 20000 | 83 | n/a | n/a | n/a | n/a | n/a |  | Prior to 11/2011
Tier 0 | Fusion Lamps |  | FF32/T8/830 | FF32/T8/830 FUSION 32W T8 830 TUBE WW TR | 32 | 3100 | 3000 | Fluorescent | 96.875 | Omnidirectional | n/a | Meets Lumen Maintenance requirements 9600 hours for Tier 0 | 24000 | 24000 | 82 | n/a | n/a | n/a | n/a | n/a |  | 12/1/2014
Tier 1 | Fusion Lamps |  | FF32/T8/830/LL | FF32/T8/830/LL Fusion 32W T8 830 Tube Long Life | 32 | 3100 | 3000 | Fluorescent | 96.875 | Omnidirectional | n/a | Meets Lumen Maintenance requirements 14400 hours for Tier 1 | 42000 | 42000 | 82 | n/a | n/a | n/a | n/a | n/a |  | 12/1/2014
Tier 0 | Fusion Lamps |  | FF32/T8/835 | FF32/T8/835 FUSION 32W T8 835 TUBE WHT T | 32 | 3100 | 3500 | Fluorescent | 96.875 | Omnidirectional | n/a | Meets Lumen Maintenance requirements 9600 hours for Tier 0 | 24000 | 24000 | 82 | n/a | n/a | n/a | n/a | n/a |  | 12/1/2014
Tier 1 | Fusion Lamps |  | FF32/T8/835/LL | FF32/T8/835/LL Fusion 32W T8 835 Tube Long Life | 32 | 3100 | 3500 | Fluorescent | 96.875 | Omnidirectional | n/a | Meets Lumen Maintenance requirements 14400 hours for Tier 1 | 42000 | 42000 | 82 | n/a | n/a | n/a | n/a | n/a |  | 12/1/2014
Tier 0 | Fusion Lamps |  | FF32/T8/841 | FF32/T8/841 FUSION 32W T8 841 TUBE CW TR | 32 | 3100 | 4100 | Fluorescent | 96.875 | Omnidirectional | n/a | Meets Lumen Maintenance requirements 9600 hours for Tier 0 | 24000 | 24000 | 82 | n/a | n/a | n/a | n/a | n/a |  | 12/1/2014
Tier 1 | Fusion Lamps |  | FF32/T8/841/LL | FF32/T8/841/LL Fusion 32W T8 841 Tube Long Life | 32 | 3100 | 4100 | Fluorescent | 96.875 | Omnidirectional | n/a | Meets Lumen Maintenance requirements 14400 hours for Tier 1 | 42000 | 42000 | 82 | n/a | n/a | n/a | n/a | n/a |  | 12/1/2014
Tier 0 | Fusion Lamps |  | FF32/T8/850 | FF32/T8/850 FUSION 32W T8 850 TUBE DL TR | 32 | 3050 | 5000 | Fluorescent | 95.3125 | Omnidirectional | n/a | Meets Lumen Maintenance requirements 9600 hours for Tier 0 | 24000 | 24000 | 82 | n/a | n/a | n/a | n/a | n/a |  | 12/1/2014
Tier 0 | Fusion Lamps |  | FF32/T8/850 | FF32T8/850 | 32 | 3050 | 5000 | Fluorescent | 95.3125 | Omnidirectional | n/a | Meets Lumen Maintenance requirements 9600 hours for Tier 0 | 24000 | 20000 | 82 | n/a | n/a | n/a | n/a | n/a |  | 2014-01-02
Tier 0 | Fusion Lamps |  | FF32/T8/850/LL | FF32/T8/850/LL Fusion 32W T8 850 Tube Long Life | 32 | 2950 | 5000 | Fluorescent | 92.1875 | Omnidirectional | n/a | Meets Lumen Maintenance requirements 9600 hours for Tier 0 | 42000 | 42000 | 82 | n/a | n/a | n/a | n/a | n/a |  | 12/1/2014
Tier 0 | Fusion Lamps |  | FF32/T8/865/LL | FF32/T8/865/LL Fusion 32W T8 865 Tube Long Life | 32 | 2950 | 6500 | Fluorescent | 92.1875 | Omnidirectional | n/a | Meets Lumen Maintenance requirements 9600 hours for Tier 0 | 42000 | 42000 | 82 | n/a | n/a | n/a | n/a | n/a |  | 12/1/2014
Tier 0 | Fusion Lamps |  | FF32T8/850COATED | FUSION 32W T8 850 COATED | 32 | 2950 | 5000 | Fluorescent | 92.1875 | Omnidirectional | n/a | Meets Lumen Maintenance requirements 9600 hours for Tier 0 | 24000 | 24000 | 82 | n/a | n/a | n/a | n/a | n/a |  | 12/1/2014
Tier 0 | General Electric | 4' T8 Ecolux SPP30 | 66347 | F32T8/SPP30/ECO | 32 | 2900 | 3000 | Fluorescent | 91 | Omnidirectional | n/a | Meets Lumen Maintenance requirements 9600 hours for Tier 0 | 30000 | 21000 | 80 | n/a | n/a | Yes | 3% | Compliant with ANSI C78.81 | http://commercial.gelighting.com/catalog/p/66347 | 2015-08-03
Tier 0 | General Electric | 4' T8 Ecolux SPP35 | 66348 | F32T8/SPP35/ECO | 32 | 2900 | 3500 | Fluorescent | 91 | Omnidirectional | n/a | Meets Lumen Maintenance requirements 9600 hours for Tier 0 | 30000 | 21000 | 80 | n/a | n/a | Yes | 3% | Compliant with ANSI C78.81 | http://commercial.gelighting.com/catalog/p/66348 | 2015-08-03
Tier 0 | General Electric | 4' T8 Ecolux SPP41 | 66349 | F32T8/SPP41/ECO | 32 | 2900 | 4100 | Fluorescent | 91 | Omnidirectional | n/a | Meets Lumen Maintenance requirements 9600 hours for Tier 0 | 30000 | 21000 | 80 | n/a | n/a | Yes | 3% | Compliant with ANSI C78.81 | http://commercial.gelighting.com/catalog/p/66349 | 2015-08-03
Tier 0 | General Electric | 4' T8 Ecolux SPP50 | 66350 | F32T8/SPP50/ECO | 32 | 2900 | 5000 | Fluorescent | 91 | Omnidirectional | n/a | Meets Lumen Maintenance requirements 9600 hours for Tier 0 | 30000 | 21000 | 80 | n/a | n/a | Yes | 3% | Compliant with ANSI C78.81 | http://commercial.gelighting.com/catalog/p/66350 | 2015-08-03
Tier 0 | General Electric | 4' T8 Ecolux SPX30 | 68850 | F32T8/SPX30/ECO2 | 32 | 2925 | 3000 | Fluorescent | 91 | Omnidirectional | n/a | Meets Lumen Maintenance requirements 9600 hours for Tier 0 | 30000 | 21000 | 85 | n/a | n/a | Yes | 3% | Compliant with ANSI C78.81 | http://commercial.gelighting.com/catalog/p/68850 | 2015-08-03
Tier 0 | General Electric | 4' T8 Ecolux SPX35 | 68851 | F32T8/SPX35/ECO2 | 32 | 2925 | 3500 | Fluorescent | 91 | Omnidirectional | n/a | Meets Lumen Maintenance requirements 9600 hours for Tier 0 | 30000 | 21000 | 85 | n/a | n/a | Yes | 3% | Compliant with ANSI C78.81 | http://commercial.gelighting.com/catalog/p/68851 | 2015-08-03
Tier 0 | General Electric | 4' T8 Ecolux SPX41 | 68852 | F32T8/SPX41/ECO2 | 32 | 2925 | 4100 | Fluorescent | 91 | Omnidirectional | n/a | Meets Lumen Maintenance requirements 9600 hours for Tier 0 | 30000 | 21000 | 85 | n/a | n/a | Yes | 3% | Compliant with ANSI C78.81 | http://commercial.gelighting.com/catalog/p/68852 | 2015-08-03
Tier 0 | General Electric | 4' T8 Ecolux SPX50 | 68853 | F32T8/SPX50/ECO2 | 32 | 2900 | 5000 | Fluorescent | 91 | Omnidirectional | n/a | Meets Lumen Maintenance requirements 9600 hours for Tier 0 | 30000 | 21000 | 82 | n/a | n/a | Yes | 3% | Compliant with ANSI C78.81 | http://commercial.gelighting.com/catalog/p/68853 | 2015-08-03
Tier 0 | General Electric | 4' T8 Ecolux XL SPX30 | 68854 | F32T8/XL/SPX30/ECO2 | 32 | 2925 | 3000 | Fluorescent | 91 | Omnidirectional | n/a | Meets Lumen Maintenance requirements 9600 hours for Tier 0 | 40000 | 25000 | 85 | n/a | n/a | Yes | 3% | Compliant with ANSI C78.81 | http://commercial.gelighting.com/catalog/p/68854 | 2015-08-03
Tier 0 | General Electric | 4' T8 Ecolux XL SPX35 | 68855 | F32T8/XL/SPX35/ECO2 | 32 | 2925 | 3500 | Fluorescent | 91 | Omnidirectional | n/a | Meets Lumen Maintenance requirements 9600 hours for Tier 0 | 40000 | 25000 | 85 | n/a | n/a | Yes | 3% | Compliant with ANSI C78.81 | http://commercial.gelighting.com/catalog/p/68855 | 2015-08-03
Tier 0 | General Electric | 4' T8 Ecolux XL SPX41 | 68856 | F32T8/XL/SPX41/ECO2 | 32 | 2925 | 4100 | Fluorescent | 91 | Omnidirectional | n/a | Meets Lumen Maintenance requirements 9600 hours for Tier 0 | 40000 | 25000 | 85 | n/a | n/a | Yes | 3% | Compliant with ANSI C78.81 | http://commercial.gelighting.com/catalog/p/68856 | 2015-08-03
Tier 1 | General Electric | Ecolux High Lumen | 10322 | F32T8/XL/SPX41/HL/ECO | 32 | 3100 | 4100 | Fluorescent | 96.875 | Omnidirectional | n/a | Meets Lumen Maintenance requirements 14400 hours for Tier 1 | 36000 | 25000 | 82 | n/a | n/a | n/a | n/a | n/a |  | Prior to 11/2011
Tier 1 | General Electric | Ecolux High Lumen | 10326 | F32T8/XL/SPX35/HL/ECO | 32 | 3100 | 3500 | Fluorescent | 96.875 | Omnidirectional | n/a | Meets Lumen Maintenance requirements 14400 hours for Tier 1 | 36000 | 25000 | 85 | n/a | n/a | n/a | n/a | n/a |  | Prior to 11/2011
Tier 1 | General Electric | Ecolux High Lumen | 10327 | F32T8/XL/SPX30/HL/ECO | 32 | 3100 | 3000 | Fluorescent | 96.875 | Omnidirectional | n/a | Meets Lumen Maintenance requirements 14400 hours for Tier 1 | 36000 | 25000 | 85 | n/a | n/a | n/a | n/a | n/a |  | Prior to 11/2011
Tier 0 | General Electric | Ecolux High Lumen | 42556 | F32T8/XL/SPX50/HL/ECO | 32 | 3000 | 5000 | Fluorescent | 93.75 | Omnidirectional | n/a | Meets Lumen Maintenance requirements 9600 hours for Tier 0 | 40000 | 25000 | 80 | n/a | n/a | n/a | n/a | n/a |  | 8/1/2012
Tier 0 | General Electric | Ecolux High Lumen | 75318 | F32T8/XL/SPX50/HPAL | 32 | 3000 | 5000 | Fluorescent | 93.75 | Omnidirectional | n/a | Meets Lumen Maintenance requirements 9600 hours for Tier 0 | 40000 | 25000 | 80 | n/a | n/a | n/a | n/a | n/a |  | 7/2/2012
Tier 2 | General Electric | GE Refit LED 4' T8 | 93133 | LED18ET8/4/835 | 18 | 2200 | 3500 | LED | 122 | Directional | 150 | Meets Lumen Maintenance requirements 20000 hours for Tier 2 | 50000 | 50000 | 80 | 270 | Diffuse | Yes | 10% | http://genet.gelighting.com/LightProducts/Dispatcher?REQUEST=BALLASTSRESULTPAGE&CATEGORY=Ballasts_Fluorescent_Electronic&FILTER=FT0077:Linear Fluorescent^FT0074:Dimming&CATEGORYTYPE=FLUORESCENT&BREADCRUMB=Linear Fluorescent^Electronic Ballasts,Dimming&CHANNEL=Commercial | http://www.gelighting.com/LightingWeb/na/solutions/refit-solutions/index.jsp | 2015-05-01
Tier 2 | General Electric | GE Refit LED 4' T8 | 93135 | LED18ET8/4/840 | 18 | 2200 | 4000 | LED | 122 | Directional | 150 | Meets Lumen Maintenance requirements 20000 hours for Tier 2 | 50000 | 50000 | 80 | 270 | Diffuse | Yes | 10% | http://genet.gelighting.com/LightProducts/Dispatcher?REQUEST=BALLASTSRESULTPAGE&CATEGORY=Ballasts_Fluorescent_Electronic&FILTER=FT0077:Linear Fluorescent^FT0074:Dimming&CATEGORYTYPE=FLUORESCENT&BREADCRUMB=Linear Fluorescent^Electronic Ballasts,Dimming&CHANNEL=Commercial | http://www.gelighting.com/LightingWeb/na/solutions/refit-solutions/index.jsp | 2015-05-01
Tier 2 | General Electric | GE Refit LED 4' T8 | 93140 | LED18ET8/4/850 | 18 | 2200 | 5000 | LED | 122 | Directional | 150 | Meets Lumen Maintenance requirements 20000 hours for Tier 2 | 50000 | 50000 | 80 | 270 | Diffuse | Yes | 10% | http://genet.gelighting.com/LightProducts/Dispatcher?REQUEST=BALLASTSRESULTPAGE&CATEGORY=Ballasts_Fluorescent_Electronic&FILTER=FT0077:Linear Fluorescent^FT0074:Dimming&CATEGORYTYPE=FLUORESCENT&BREADCRUMB=Linear Fluorescent^Electronic Ballasts,Dimming&CHANNEL=Commercial | http://www.gelighting.com/LightingWeb/na/solutions/refit-solutions/index.jsp | 2015-05-01
Tier 1 | General Electric | 4' T8 Ecolux Ultramax 25 Watt | 66467 | F32T8/25W/SPP35/ECO | 25 | 2500 | 3500 | Fluorescent | 100 | Omnidirectional | n/a | Meets Lumen Maintenance requirements 14400 hours for Tier 1 | 40000 | 30000 | 80 | n/a | n/a | n/a | n/a | n/a |  | 12/1/2011
Tier 1 | General Electric | 4' T8 Ecolux Ultramax 25 Watt | 66468 | F32T8/25W/SPP41/ECO | 25 | 2500 | 4100 | Fluorescent | 100 | Omnidirectional | n/a | Meets Lumen Maintenance requirements 14400 hours for Tier 1 | 40000 | 30000 | 80 | n/a | n/a | n/a | n/a | n/a |  | 12/1/2011
Tier 1 | General Electric | 4' T8 Ecolux Ultramax 25 Watt | 66469 | F32T8/25W/SPP50/ECO | 25 | 2500 | 5000 | Fluorescent | 100 | Omnidirectional | n/a | Meets Lumen Maintenance requirements 14400 hours for Tier 1 | 40000 | 30000 | 80 | n/a | n/a | n/a | n/a | n/a |  | 12/1/2011
Tier 2 | General Electric | 4' T8 Ecolux Ultramax 25 Watt | 72128 | F32T8/25W/SPX30/ECO | 25 | 2500 | 3000 | Fluorescent | 100 | Omnidirectional | n/a | Meets Lumen Maintenance requirements 20000 hours for Tier 2 | 50000 | 36000 | 85 | n/a | n/a | n/a | n/a | n/a |  | 12/1/2011
Tier 2 | General Electric | 4' T8 Ecolux Ultramax 25 Watt | 72129 | F32T8/25W/SPX35/ECO | 25 | 2500 | 3500 | Fluorescent | 100 | Omnidirectional | n/a | Meets Lumen Maintenance requirements 20000 hours for Tier 2 | 50000 | 36000 | 85 | n/a | n/a | n/a | n/a | n/a |  | 12/1/2011
Tier 2 | General Electric | 4' T8 Ecolux Ultramax 25 Watt | 72130 | F32T8/25W/SPX41/ECO | 25 | 2500 | 4100 | Fluorescent | 100 | Omnidirectional | n/a | Meets Lumen Maintenance requirements 20000 hours for Tier 2 | 50000 | 36000 | 82 | n/a | n/a | n/a | n/a | n/a |  | 12/1/2011
Tier 2 | General Electric | 4' T8 Ecolux Ultramax 25 Watt | 72131 | F32T8/25W/SPX50/ECO | 25 | 2500 | 5000 | Fluorescent | 100 | Omnidirectional | n/a | Meets Lumen Maintenance requirements 20000 hours for Tier 2 | 50000 | 36000 | 80 | n/a | n/a | n/a | n/a | n/a |  | 12/1/2011
Tier 1 | General Electric | 4' T8 Ecolux Ultramax 25 Watt | 93905 | F32T825W/SXL/SPX35/ECO | 25 | 2400 | 3500 | Fluorescent | 96 | Omnidirectional | n/a | Meets Lumen Maintenance requirements 14400 hours for Tier 1 | 80000 | 50000 | 82 | n/a | n/a | n/a | n/a | n/a |  | 9/3/2013
Tier 1 | General Electric | 4' T8 Ecolux Ultramax 25 Watt | 93906 | F32T825W/SXL/SPX41/ECO | 25 | 2400 | 4100 | Fluorescent | 96 | Omnidirectional | n/a | Meets Lumen Maintenance requirements 14400 hours for Tier 1 | 80000 | 50000 | 82 | n/a | n/a | n/a | n/a | n/a |  | 9/3/2013
Tier 1 | General Electric | 4' T8 Ecolux Ultramax 25 Watt | 93907 | F32T825W/SXL/SPX50/ECO | 25 | 2400 | 5000 | Fluorescent | 96 | Omnidirectional | n/a | Meets Lumen Maintenance requirements 14400 hours for Tier 1 | 80000 | 50000 | 82 | n/a | n/a | n/a | n/a | n/a |  | 9/3/2013
Tier 0 | General Electric | 4' T8 Ecolux Ultramax 28 Watt | 66346 | F28T8/XL/SPX65/ECO | 28 | 2600 | 6500 | Fluorescent | 92.8571 | Omnidirectional | n/a | Meets Lumen Maintenance requirements 9600 hours for Tier 0 | 45000 | 24000 | 80 | n/a | n/a | n/a | n/a | n/a |  | 11/1/2013
Tier 0 | General Electric | 4' T8 Ecolux Ultramax 28 Watt | 66471 | F28T8/XL/SPP35/ECO | 28 | 2600 | 3500 | Fluorescent | 92.8571 | Omnidirectional | n/a | Meets Lumen Maintenance requirements 9600 hours for Tier 0 | 40000 | 20000 | 80 | n/a | n/a | n/a | n/a | n/a |  | 12/1/2011
Tier 0 | General Electric | 4' T8 Ecolux Ultramax 28 Watt | 66472 | F28T8/XL/SPP41/ECO | 28 | 2600 | 4100 | Fluorescent | 92.8571 | Omnidirectional | n/a | Meets Lumen Maintenance requirements 9600 hours for Tier 0 | 40000 | 20000 | 80 | n/a | n/a | n/a | n/a | n/a |  | 12/1/2011
Tier 0 | General Electric | 4' T8 Ecolux Ultramax 28 Watt | 66473 | F28T8/XL/SPP50/ECO | 28 | 2600 | 5000 | Fluorescent | 92.8571 | Omnidirectional | n/a | Meets Lumen Maintenance requirements 9600 hours for Tier 0 | 40000 | 20000 | 80 | n/a | n/a | n/a | n/a | n/a |  | 12/1/2011
Tier 1 | General Electric | 4' T8 Ecolux Ultramax 28 Watt | 72863 | F28T8/XL/SPX30/ECO | 28 | 2675 | 3000 | Fluorescent | 95.5357 | Omnidirectional | n/a | Meets Lumen Maintenance requirements 14400 hours for Tier 1 | 45000 | 24000 | 85 | n/a | n/a | n/a | n/a | n/a |  | 12/1/2011
Tier 1 | General Electric | 4' T8 Ecolux Ultramax 28 Watt | 72864 | F28T8/XL/SPX35/ECO | 28 | 2675 | 3500 | Fluorescent | 95.5357 | Omnidirectional | n/a | Meets Lumen Maintenance requirements 14400 hours for Tier 1 | 45000 | 24000 | 85 | n/a | n/a | n/a | n/a | n/a |  | 12/1/2011
Tier 1 | General Electric | 4' T8 Ecolux Ultramax 28 Watt | 72866 | F28T8/XL/SPX41/ECO | 28 | 2675 | 4100 | Fluorescent | 95.5357 | Omnidirectional | n/a | Meets Lumen Maintenance requirements 14400 hours for Tier 1 | 45000 | 24000 | 82 | n/a | n/a | n/a | n/a | n/a |  | 12/1/2011
Tier 1 | General Electric | 4' T8 Ecolux Ultramax 28 Watt | 72867 | F28T8/XL/SPX50/ECO | 28 | 2675 | 5000 | Fluorescent | 95.5357 | Omnidirectional | n/a | Meets Lumen Maintenance requirements 14400 hours for Tier 1 | 45000 | 24000 | 80 | n/a | n/a | n/a | n/a | n/a |  | 12/1/2011
Tier 0 | General Electric | 4' T8 Ecolux Ultramax 28 Watt | 93902 | F28T8/SXL/SPX35/ECO | 28 | 2600 | 3500 | Fluorescent | 92.8571 | Omnidirectional | n/a | Meets Lumen Maintenance requirements 9600 hours for Tier 0 | 80000 | 40000 | 82 | n/a | n/a | n/a | n/a | n/a |  | 8/1/2013
Tier 0 | General Electric | 4' T8 Ecolux Ultramax 28 Watt | 93903 | F28T8/SXL/SPX41/ECO | 28 | 2600 | 4100 | Fluorescent | 92.8571 | Omnidirectional | n/a | Meets Lumen Maintenance requirements 9600 hours for Tier 0 | 80000 | 40000 | 82 | n/a | n/a | n/a | n/a | n/a |  | 8/1/2013
Tier 0 | General Electric | 4' T8 Ecolux Ultramax 28 Watt | 93904 | F28T8/SXL/SPX50/ECO | 28 | 2600 | 5000 | Fluorescent | 92.8571 | Omnidirectional | n/a | Meets Lumen Maintenance requirements 9600 hours for Tier 0 | 80000 | 40000 | 82 | n/a | n/a | n/a | n/a | n/a |  | 8/1/2013
Tier 0 | General Electric | 4' T8 Ecolux Ultramax 28 Watt with covRguard | 73292 | F28T8/XL/SPX30/ECO/CVG | 28 | 2595 | 3000 | Fluorescent | 92.6786 | Omnidirectional | n/a | Meets Lumen Maintenance requirements 9600 hours for Tier 0 | 45000 | 24000 | 85 | n/a | n/a | n/a | n/a | n/a |  | 12/1/2011
Tier 0 | General Electric | 4' T8 Ecolux Ultramax 28 Watt with covRguard | 73293 | F28T8/XL/SPX35/ECO/CVG | 28 | 2595 | 3500 | Fluorescent | 92.6786 | Omnidirectional | n/a | Meets Lumen Maintenance requirements 9600 hours for Tier 0 | 45000 | 24000 | 85 | n/a | n/a | n/a | n/a | n/a |  | 12/1/2011
Tier 0 | General Electric | 4' T8 Ecolux Ultramax 28 Watt with covRguard | 73294 | F28T8/XL/SPX41/ECO/CVG | 28 | 2595 | 4100 | Fluorescent | 92.6786 | Omnidirectional | n/a | Meets Lumen Maintenance requirements 9600 hours for Tier 0 | 45000 | 24000 | 82 | n/a | n/a | n/a | n/a | n/a |  | 12/1/2011
Tier 1 | H&H Industries, Inc. | POWR-TEK PLUS | HH301 | F32T8POWR-TEK PLUS | 32 | 3150 | 5000 | Fluorescent | 98.4375 | Omnidirectional | n/a | Meets Lumen Maintenance requirements 14400 hours for Tier 1 | 36000 | 36000 | 89 | n/a | n/a | n/a | n/a | n/a |  | Prior to 11/2011
Tier 0 | H&H Industries, Inc. | VITEK93+ | HH9312 | F32T8VITEK93+ | 32 | 3010 | 6700 | Fluorescent | 94.0625 | Omnidirectional | n/a | Meets Lumen Maintenance requirements 9600 hours for Tier 0 | 36000 | 36000 | 93 | n/a | n/a | n/a | n/a | n/a |  | Prior to 11/2011
Tier 1 | H&H Industries, Inc. | VITEK93+ | HH9320 | F28T8VITEK93+ | 28 | 2880 | 6700 | Fluorescent | 102.8571 | Omnidirectional | n/a | Meets Lumen Maintenance requirements 14400 hours for Tier 1 | 36000 | 36000 | 93 | n/a | n/a | n/a | n/a | n/a |  | Prior to 11/2011
Tier 0 | H&H Industries, Inc. | VITEK93+ GOLD | HH9350 | F32T8VITEK93+GOLD | 32 | 3010 | 6700 | Fluorescent | 94.0625 | Omnidirectional | n/a | Meets Lumen Maintenance requirements 9600 hours for Tier 0 | 50000 | 40000 | 93 | n/a | n/a | n/a | n/a | n/a |  | 2/1/2012
Tier 0 | Halco Lighting Technologies | Covershield | 90081 | F28T8/835/ECO/IC/CS | 28 | 2800 | 3500 | Fluorescent | 100 | Omnidirectional | n/a | Meets Lumen Maintenance requirements 9600 hours for Tier 0 | 24000 | 24000 | 86 | n/a | n/a | n/a | n/a | n/a |  | Prior to 11/2011
Tier 0 | Halco Lighting Technologies | Covershield | 90082 | F28T8/841/ECO/IC/CS | 28 | 2800 | 4100 | Fluorescent | 100 | Omnidirectional | n/a | Meets Lumen Maintenance requirements 9600 hours for Tier 0 | 24000 | 24000 | 86 | n/a | n/a | n/a | n/a | n/a |  | Prior to 11/2011
Tier 0 | Halco Lighting Technologies | Covershield | 90083 | F28T8/850/ECO/IC/CS | 28 | 2800 | 5000 | Fluorescent | 100 | Omnidirectional | n/a | Meets Lumen Maintenance requirements 9600 hours for Tier 0 | 24000 | 24000 | 86 | n/a | n/a | n/a | n/a | n/a |  | Prior to 11/2011
Tier 0 | Halco Lighting Technologies | CoverShield | 90093 | F32T8/850/ECO/IC/CS | 32 | 3050 | 5000 | Fluorescent | 95.3125 | Omnidirectional | n/a | Meets Lumen Maintenance requirements 9600 hours for Tier 0 | 24000 | 24000 | 86 | n/a | n/a | n/a | n/a | n/a |  | Prior to 11/2011
Tier 1 | Halco Lighting Technologies | F32T8/830/ECO | 109398 | F32T8/830/ECO | 32 | 3050 | 3000 | Fluorescent | 95 | Omnidirectional | n/a | Meets Lumen Maintenance requirements 14400 hours for Tier 1 | 40000 | 24000 | 86 | n/a | n/a | Yes |  | Compliant with ANSI C78.81 | https://www.halcolighting.com/pdf/SS/L/RS-T8.pdf | 2015-03-02
Tier 1 | Halco Lighting Technologies | F32T8/835/ECO | 109400 | F32T8/835/ECO | 32 | 3050 | 3500 | Fluorescent | 95 | Omnidirectional | n/a | Meets Lumen Maintenance requirements 14400 hours for Tier 1 | 40000 | 24000 | 86 | n/a | n/a | Yes |  | Compliant with ANSI C78.81 | https://www.halcolighting.com/pdf/SS/L/RS-T8.pdf | 2015-03-02
Tier 0 | Halco Lighting Technologies | F32T8/835/ECO/XL | 35159 | F32T8/835/ECO/XL | 32 | 2950 | 3500 | Fluorescent | 92 | Omnidirectional | n/a | Meets Lumen Maintenance requirements 9600 hours for Tier 0 | 55000 | 60000 | 86 | n/a | n/a | Yes | currently unavailable | Compliant with ANSI C78.81 | https://www.halcolighting.com/pdf/SS/L/RS-T8.pdf | 2015-03-02
Tier 1 | Halco Lighting Technologies | F32T8/841/ECO | 109402 | F32T8/841/ECO | 32 | 3050 | 4100 | Fluorescent | 95 | Omnidirectional | n/a | Meets Lumen Maintenance requirements 14400 hours for Tier 1 | 40000 | 24000 | 86 | n/a | n/a | Yes |  | Compliant with ANSI C78.81 | https://www.halcolighting.com/pdf/SS/L/RS-T8.pdf | 2015-03-02
Tier 0 | Halco Lighting Technologies | F32T8/841/ECO/XL | 35160 | F32T8/841/ECO/XL | 32 | 2950 | 4100 | Fluorescent | 92 | Omnidirectional | n/a | Meets Lumen Maintenance requirements 9600 hours for Tier 0 | 55000 | 60000 | 86 | n/a | n/a | Yes | currently unavailable | Compliant with ANSI C78.81 | https://www.halcolighting.com/pdf/SS/L/RS-T8.pdf | 2015-03-02
Tier 1 | Halco Lighting Technologies | F32T8/850/ECO | 109404 | F32T8/850/ECO | 32 | 3050 | 5000 | Fluorescent | 95 | Omnidirectional | n/a | Meets Lumen Maintenance requirements 14400 hours for Tier 1 | 40000 | 24000 | 86 | n/a | n/a | Yes |  | Compliant with ANSI C78.81 | https://www.halcolighting.com/pdf/SS/L/RS-T8.pdf | 2015-03-02
Tier 2 | Halco Lighting Technologies | ProLED Direct T8 | T8FR17/835/DIR/LED | 80880 | 17 | 1800 | 3500 | LED | 104 | Directional | 270 | Meets Lumen Maintenance requirements 20000 hours for Tier 2 |  | 50000 | 82 | 270 | Opaque | Yes | 20% | http://www.halcolighting.com/pdf/BCAT/Direct%20T8%20Spec%20Sheet.pdf | http://www.halcolighting.com/pdf/BCAT/Direct%20T8%20Spec%20Sheet.pdf | 2016-02-04
Tier 2 | Halco Lighting Technologies | ProLED Direct T8 | T8FR17/840/DIR/LED | 80881 | 17 | 1800 | 4000 | LED | 104 | Directional | 270 | Meets Lumen Maintenance requirements 20000 hours for Tier 2 |  | 50000 | 82 | 270 | Opaque | Yes | 20% | http://www.halcolighting.com/pdf/BCAT/Direct%20T8%20Spec%20Sheet.pdf | http://www.halcolighting.com/pdf/BCAT/Direct%20T8%20Spec%20Sheet.pdf | 2016-02-04
Tier 2 | Halco Lighting Technologies | ProLED Direct T8 | T8FR17/850/DIR/LED | 80882 | 17 | 1800 | 5000 | LED | 104 | Directional | 270 | Meets Lumen Maintenance requirements 20000 hours for Tier 2 |  | 50000 | 82 | 270 | Opaque | Yes | 20% | http://www.halcolighting.com/pdf/BCAT/Direct%20T8%20Spec%20Sheet.pdf | http://www.halcolighting.com/pdf/BCAT/Direct%20T8%20Spec%20Sheet.pdf | 2016-02-04
Tier 2 | Halco Lighting Technologies | ProLED Direct T8 | T8FR22/840/BC/LED | 80872 | 22 | 2200 | 4000 | LED | 100 | Directional | 240 | Meets Lumen Maintenance requirements 20000 hours for Tier 2 |  | 50000 | 82 | 240 | Diffuse | n/a | n/a | n/a | https://www.halcolighting.com/%5Cpdf%5Csell_sheet%5CLED%20Linear%20Direct%20T8.pdf | 2015-03-02
Tier 2 | Halco Lighting Technologies | ProLED Direct T8 | T8FR22/850/BC/LED | 80873 | 22 | 2200 | 5000 | LED | 100 | Directional | 240 | Meets Lumen Maintenance requirements 20000 hours for Tier 2 |  | 50000 | 82 | 240 | Diffuse | n/a | n/a | n/a | https://www.halcolighting.com/%5Cpdf%5Csell_sheet%5CLED%20Linear%20Direct%20T8.pdf | 2015-03-02
Tier 0 | Halco Lighting Technologies | Prolume | 30155 | F28T8/835/ECO | 28 | 2800 | 3500 | Fluorescent | 100 | Omnidirectional | n/a | Meets Lumen Maintenance requirements 9600 hours for Tier 0 | 24000 | 24000 | 86 | n/a | n/a | n/a | n/a | n/a |  | Prior to 11/2011
Tier 0 | Halco Lighting Technologies | Prolume | 30156 | F28T8/841/ECO | 28 | 2800 | 4100 | Fluorescent | 100 | Omnidirectional | n/a | Meets Lumen Maintenance requirements 9600 hours for Tier 0 | 24000 | 24000 | 86 | n/a | n/a | n/a | n/a | n/a |  | Prior to 11/2011
Tier 0 | Halco Lighting Technologies | Prolume | 30157 | F28T8/850/ECO | 28 | 2800 | 5000 | Fluorescent | 100 | Omnidirectional | n/a | Meets Lumen Maintenance requirements 9600 hours for Tier 0 | 24000 | 24000 | 86 | n/a | n/a | n/a | n/a | n/a |  | Prior to 11/2011
Tier 0 | Halco Lighting Technologies | Prolume | 30158 | F28T8/830/ECO | 28 | 2800 | 3000 | Fluorescent | 100 | Omnidirectional | n/a | Meets Lumen Maintenance requirements 9600 hours for Tier 0 | 24000 | 24000 | 86 | n/a | n/a | n/a | n/a | n/a |  | Prior to 11/2011
Tier 0 | Halco Lighting Technologies | ProLume | 35153 | F32T8/850/ECO/IC | 32 | 3050 | 5000 | Fluorescent | 95.3125 | Omnidirectional | n/a | Meets Lumen Maintenance requirements 9600 hours for Tier 0 | 24000 | 24000 | 85 | n/a | n/a | n/a | n/a | n/a |  | Prior to 11/2011
Tier 0 | Halco Lighting Technologies | ProLume | 35154 | F32T8/865/ECO/IC | 32 | 3050 | 6500 | Fluorescent | 95.3125 | Omnidirectional | n/a | Meets Lumen Maintenance requirements 9600 hours for Tier 0 | 24000 | 24000 | 85 | n/a | n/a | n/a | n/a | n/a |  | Prior to 11/2011
Tier 0 | Halco Lighting Technologies | ProLume | 35155 | F32T8/830/ECO/HL | 32 | 3150 | 3000 | Fluorescent | 98.4375 | Omnidirectional | n/a | Meets Lumen Maintenance requirements 9600 hours for Tier 0 | 24000 | 24000 | 86 | n/a | n/a | n/a | n/a | n/a |  | 6/5/2012
Tier 0 | Halco Lighting Technologies | ProLume | 35156 | F32T8/835/ECO/HL | 32 | 3150 | 3500 | Fluorescent | 98.4375 | Omnidirectional | n/a | Meets Lumen Maintenance requirements 9600 hours for Tier 0 | 24000 | 24000 | 86 | n/a | n/a | n/a | n/a | n/a |  | 6/5/2012
Tier 0 | Halco Lighting Technologies | ProLume | 35157 | F32T8/841/ECO/HL | 32 | 3150 | 4100 | Fluorescent | 98.4375 | Omnidirectional | n/a | Meets Lumen Maintenance requirements 9600 hours for Tier 0 | 24000 | 24000 | 86 | n/a | n/a | n/a | n/a | n/a |  | 6/5/2012
Tier 0 | Halco Lighting Technologies | ProLume | 35158 | F32T8/850/ECO/HL | 32 | 3150 | 5000 | Fluorescent | 98.4375 | Omnidirectional | n/a | Meets Lumen Maintenance requirements 9600 hours for Tier 0 | 24000 | 24000 | 86 | n/a | n/a | n/a | n/a | n/a |  | 6/5/2012
Tier 0 | Halco Lighting Technologies | ProLume | 35161 | F32T8/850/ECO/XL | 32 | 2950 | 5000 | Fluorescent | 92.1875 | Omnidirectional | n/a | Meets Lumen Maintenance requirements 9600 hours for Tier 0 | 40000 | 40000 | 85 | n/a | n/a | n/a | n/a | n/a |  | Prior to 11/2011
Tier 1 | Halco Lighting Technologies | Prolume | 35162 | F25T8/ES/830/ECO | 25 | 2500 | 3000 | Fluorescent | 100 | Omnidirectional | n/a | Meets Lumen Maintenance requirements 9600 hours for Tier 0 | 40000 | 24000 | 86 | n/a | n/a | n/a | n/a | n/a | https://www.halcolighting.com/pdf/SS/L/RS-T8.pdf | 4/1/2015
Tier 0 | Halco Lighting Technologies | Prolume | 35163 | F25T8/ES/835/ECO | 25 | 2500 | 3500 | Fluorescent | 100 | Omnidirectional | n/a | Meets Lumen Maintenance requirements 9600 hours for Tier 0 | 24000 | 24000 | 86 | n/a | n/a | n/a | n/a | n/a |  | Prior to 11/2011
Tier 0 | Halco Lighting Technologies | Prolume | 35164 | F25T8/ES/841/ECO | 25 | 2500 | 4100 | Fluorescent | 100 | Omnidirectional | n/a | Meets Lumen Maintenance requirements 9600 hours for Tier 0 | 24000 | 24000 | 86 | n/a | n/a | n/a | n/a | n/a |  | Prior to 11/2011
Tier 0 | Halco Lighting Technologies | Prolume | 35165 | F25T8/ES/850/ECO | 25 | 2500 | 5000 | Fluorescent | 100 | Omnidirectional | n/a | Meets Lumen Maintenance requirements 9600 hours for Tier 0 | 24000 | 24000 | 86 | n/a | n/a | n/a | n/a | n/a |  | Prior to 11/2011
Tier 0 | Halco Lighting Technologies | Prolume | 35171 | F25T8ES/830/ECO | 25 | 2500 | 3000 | Fluorescent | 100 | Omnidirectional | n/a | Meets Lumen Maintenance requirements 9600 hours for Tier 0 | 24000 | 24000 | 86 | n/a | n/a | n/a | n/a | n/a |  | 8/1/2013
Tier 1 | Halco Lighting Technologies | Prolume | 35172 | F25T8ES/835/ECO | 25 | 2500 | 3500 | Fluorescent | 100 | Omnidirectional | n/a | Meets Lumen Maintenance requirements 9600 hours for Tier 0 | 40000 | 24000 | 86 | n/a | n/a | n/a | n/a | n/a | https://www.halcolighting.com/pdf/SS/L/RS-T8.pdf | 4/1/2015
Tier 1 | Halco Lighting Technologies | Prolume | 35173 | F25T8ES/841/ECO | 25 | 2500 | 4100 | Fluorescent | 100 | Omnidirectional | n/a | Meets Lumen Maintenance requirements 9600 hours for Tier 0 | 40000 | 24000 | 86 | n/a | n/a | n/a | n/a | n/a | https://www.halcolighting.com/pdf/SS/L/RS-T8.pdf | 4/1/2015
Tier 1 | Halco Lighting Technologies | Prolume | 35174 | F25T8ES/850/ECO | 25 | 2500 | 5000 | Fluorescent | 100 | Omnidirectional | n/a | Meets Lumen Maintenance requirements 9600 hours for Tier 0 | 40000 | 24000 | 86 | n/a | n/a | n/a | n/a | n/a | https://www.halcolighting.com/pdf/SS/L/RS-T8.pdf | 4/1/2015
Tier 1 | Halco Lighting Technologies | Prolume | 35175 | F28T8/830/ECO | 28 | 2800 | 3000 | Fluorescent | 100 | Omnidirectional | n/a | Meets Lumen Maintenance requirements 9600 hours for Tier 0 | 40000 | 24000 | 86 | n/a | n/a | n/a | n/a | n/a | https://www.halcolighting.com/pdf/SS/L/RS-T8.pdf | 4/1/2015
Tier 1 | Halco Lighting Technologies | ProLume | 35176 | F32T8/835/ECO/HL | 32 | 3150 | 3500 | Fluorescent | 98.4375 | Omnidirectional | n/a | Meets Lumen Maintenance requirements 9600 hours for Tier 0 | 40000 | 24000 | 86 | n/a | n/a | n/a | n/a | n/a | https://www.halcolighting.com/pdf/SS/L/RS-T8.pdf | 4/1/2015
Tier 1 | Halco Lighting Technologies | ProLume | 35177 | F32T8/841/ECO/HL | 32 | 3150 | 4100 | Fluorescent | 98.4375 | Omnidirectional | n/a | Meets Lumen Maintenance requirements 9600 hours for Tier 0 | 40000 | 24000 | 86 | n/a | n/a | n/a | n/a | n/a | https://www.halcolighting.com/pdf/SS/L/RS-T8.pdf | 4/1/2015
Tier 1 | Halco Lighting Technologies | ProLume | 35178 | F32T8/850/ECO/HL | 32 | 3150 | 5000 | Fluorescent | 98.4375 | Omnidirectional | n/a | Meets Lumen Maintenance requirements 9600 hours for Tier 0 | 40000 | 24000 | 86 | n/a | n/a | n/a | n/a | n/a | https://www.halcolighting.com/pdf/SS/L/RS-T8.pdf | 4/1/2015
Tier 1 | Halco Lighting Technologies | Prolume | 35181 | F28T8/835/ECO/XL | 28 | 2700 | 3500 | Fluorescent | 96.4286 | Omnidirectional | n/a | Meets Lumen Maintenance requirements 14400 hours for Tier 1 | 55000 | 36000 | 86 | n/a | n/a | n/a | n/a | n/a |  | 6/2/2014
Tier 1 | Halco Lighting Technologies | Prolume | 35182 | F28T8/841/ECO/XL | 28 | 2700 | 4100 | Fluorescent | 96.4286 | Omnidirectional | n/a | Meets Lumen Maintenance requirements 14400 hours for Tier 1 | 55000 | 36000 | 86 | n/a | n/a | n/a | n/a | n/a |  | 6/2/2014
Tier 1 | Halco Lighting Technologies | Prolume | 35183 | F28T8/850/ECO/XL | 28 | 2700 | 5000 | Fluorescent | 96.4286 | Omnidirectional | n/a | Meets Lumen Maintenance requirements 14400 hours for Tier 1 | 55000 | 36000 | 86 | n/a | n/a | n/a | n/a | n/a |  | 6/2/2014
Tier 1 | Halco Lighting Technologies | Prolume | 109364 | F28T8/835/ECO | 28 | 2800 | 3500 | Fluorescent | 100 | Omnidirectional | n/a | Meets Lumen Maintenance requirements 9600 hours for Tier 0 | 40000 | 24000 | 86 | n/a | n/a | n/a | n/a | n/a | https://www.halcolighting.com/pdf/SS/L/RS-T8.pdf | 4/1/2015
Tier 1 | Halco Lighting Technologies | Prolume | 109366 | F28T8/841/ECO | 28 | 2800 | 4100 | Fluorescent | 100 | Omnidirectional | n/a | Meets Lumen Maintenance requirements 9600 hours for Tier 0 | 40000 | 24000 | 86 | n/a | n/a | n/a | n/a | n/a | https://www.halcolighting.com/pdf/SS/L/RS-T8.pdf | 4/1/2015
Tier 1 | Halco Lighting Technologies | Prolume | 109368 | F28T8/850/ECO | 28 | 2800 | 5000 | Fluorescent | 100 | Omnidirectional | n/a | Meets Lumen Maintenance requirements 9600 hours for Tier 0 | 40000 | 24000 | 86 | n/a | n/a | n/a | n/a | n/a | https://www.halcolighting.com/pdf/SS/L/RS-T8.pdf | 4/1/2015
Tier 0 | Halco Lighting Technologies | ProLume | 109404 | F32T8/850/ECO | 32 | 3050 | 5000 | Fluorescent | 95.3125 | Omnidirectional | n/a | Meets Lumen Maintenance requirements 9600 hours for Tier 0 | 24000 | 24000 | 86 | n/a | n/a | n/a | n/a | n/a |  | Prior to 11/2011
Tier 0 | Halco Lighting Technologies | ProLume | 109428 | F32T8/865/ECO | 32 | 3050 | 6500 | Fluorescent | 95.3125 | Omnidirectional | n/a | Meets Lumen Maintenance requirements 9600 hours for Tier 0 | 24000 | 24000 | 86 | n/a | n/a | n/a | n/a | n/a |  | Prior to 11/2011
Tier 0 | Hatch Lighting |  | 71900 | F28T8/830 ESP | 28 | 2775 | 3000 | Fluorescent | 99.1071 | Omnidirectional | n/a | Meets Lumen Maintenance requirements 9600 hours for Tier 0 | 24000 | 24000 | 85 | n/a | n/a | n/a | n/a | n/a |  | Prior to 11/2011
Tier 0 | Hatch Lighting |  | 71901 | F28T8/835 ESP | 28 | 2775 | 3500 | Fluorescent | 99.1071 | Omnidirectional | n/a | Meets Lumen Maintenance requirements 9600 hours for Tier 0 | 24000 | 24000 | 85 | n/a | n/a | n/a | n/a | n/a |  | Prior to 11/2011
Tier 0 | Hatch Lighting |  | 71902 | F28T8/841 ESP | 28 | 2775 | 4100 | Fluorescent | 99.1071 | Omnidirectional | n/a | Meets Lumen Maintenance requirements 9600 hours for Tier 0 | 24000 | 24000 | 85 | n/a | n/a | n/a | n/a | n/a |  | Prior to 11/2011
Tier 0 | Hatch Lighting |  | 71903 | F28T8/850 ESP | 28 | 2775 | 5000 | Fluorescent | 99.1071 | Omnidirectional | n/a | Meets Lumen Maintenance requirements 9600 hours for Tier 0 | 24000 | 24000 | 85 | n/a | n/a | n/a | n/a | n/a |  | Prior to 11/2011
Tier 0 | Hatch Lighting |  | 71906 | F25T8/835 ESS | 25 | 2400 | 3500 | Fluorescent | 96 | Omnidirectional | n/a | Meets Lumen Maintenance requirements 9600 hours for Tier 0 | 24000 | 24000 | 85 | n/a | n/a | n/a | n/a | n/a |  | Prior to 11/2011
Tier 0 | Hatch Lighting |  | 71907 | F25T8/841 ESS | 25 | 2400 | 4100 | Fluorescent | 96 | Omnidirectional | n/a | Meets Lumen Maintenance requirements 9600 hours for Tier 0 | 24000 | 24000 | 85 | n/a | n/a | n/a | n/a | n/a |  | Prior to 11/2011
Tier 0 | Hatch Lighting |  | 71908 | F25T8/850 ESS | 25 | 2400 | 5000 | Fluorescent | 96 | Omnidirectional | n/a | Meets Lumen Maintenance requirements 9600 hours for Tier 0 | 24000 | 24000 | 85 | n/a | n/a | n/a | n/a | n/a |  | Prior to 11/2011
Tier 0 | Havells USA | F25T8 800 Series Energy Saver | 01906 | F25T8/ES/835/ECO | 25 | 2500 | 3500 | Fluorescent | 100 | Omnidirectional | n/a | Meets Lumen Maintenance requirements 9600 hours for Tier 0 | 25000 | 24000 | 85 | n/a | n/a | n/a | n/a | n/a |  | 12/1/2011
Tier 0 | Havells USA | F25T8 800 Series Energy Saver | 01907 | F25T8/ES/841/ECO | 25 | 2500 | 4100 | Fluorescent | 100 | Omnidirectional | n/a | Meets Lumen Maintenance requirements 9600 hours for Tier 0 | 25000 | 24000 | 85 | n/a | n/a | n/a | n/a | n/a |  | 12/1/2011
Tier 0 | Havells USA | F25T8 800 Series Energy Saver | 01908 | F25T8/ES/850/ECO | 25 | 2500 | 5000 | Fluorescent | 100 | Omnidirectional | n/a | Meets Lumen Maintenance requirements 9600 hours for Tier 0 | 25000 | 24000 | 85 | n/a | n/a | n/a | n/a | n/a |  | 12/1/2011
Tier 0 | Havells USA | F32T8 800 Series | 01704 | F32T8/850 | 32 | 2950 | 5000 | Fluorescent | 92.1875 | Omnidirectional | n/a | Meets Lumen Maintenance requirements 9600 hours for Tier 0 | 30000 | 24000 | 85 | n/a | n/a | n/a | n/a | n/a |  | 4/2/2012
Tier 0 | Havells USA | Terra-Lux Energy Saver | 01900 | F28T8/ES/830 | 28 | 2775 | 3000 | Fluorescent | 99.1071 | Omnidirectional | n/a | Meets Lumen Maintenance requirements 9600 hours for Tier 0 | 24000 | 24000 | 85 | n/a | n/a | n/a | n/a | n/a |  | 12/1/2011
Tier 0 | Havells USA | Terra-Lux Energy Saver | 01901 | F28T8/ES/835 | 28 | 2775 | 3500 | Fluorescent | 99.1071 | Omnidirectional | n/a | Meets Lumen Maintenance requirements 9600 hours for Tier 0 | 24000 | 24000 | 85 | n/a | n/a | n/a | n/a | n/a |  | 12/1/2011
Tier 0 | Havells USA | Terra-Lux Energy Saver | 01902 | F28T8/ES/841 | 28 | 2775 | 4100 | Fluorescent | 99.1071 | Omnidirectional | n/a | Meets Lumen Maintenance requirements 9600 hours for Tier 0 | 24000 | 24000 | 85 | n/a | n/a | n/a | n/a | n/a |  | 12/1/2011
Tier 0 | Havells USA | Terra-Lux Energy Saver | 01903 | F28T8/ES/850 | 28 | 2775 | 5000 | Fluorescent | 99.1071 | Omnidirectional | n/a | Meets Lumen Maintenance requirements 9600 hours for Tier 0 | 24000 | 24000 | 85 | n/a | n/a | n/a | n/a | n/a |  | 12/1/2011
Tier 0 | Havells USA | Terra-Lux High Lumen | 01920 | F32T8/HL/835 | 32 | 3100 | 3500 | Fluorescent | 96.875 | Omnidirectional | n/a | Meets Lumen Maintenance requirements 9600 hours for Tier 0 | 24000 | 24000 | 85 | n/a | n/a | n/a | n/a | n/a |  | 12/1/2011
Tier 0 | Havells USA | Terra-Lux High Lumen | 01921 | F32T8/HL/841 | 32 | 3100 | 4100 | Fluorescent | 96.875 | Omnidirectional | n/a | Meets Lumen Maintenance requirements 9600 hours for Tier 0 | 24000 | 24000 | 85 | n/a | n/a | n/a | n/a | n/a |  | 12/1/2011
Tier 0 | Havells USA | Terra-Lux High Lumen | 01923 | F32T8/HL/850 | 32 | 3100 | 5000 | Fluorescent | 96.875 | Omnidirectional | n/a | Meets Lumen Maintenance requirements 9600 hours for Tier 0 | 24000 | 24000 | 85 | n/a | n/a | n/a | n/a | n/a |  | 12/1/2011
Tier 0 | Howard Industries | Energy Saver | 01514 | F28T8/830/ES/ECO | 28 | 2725 | 3000 | Fluorescent | 97.3214 | Omnidirectional | n/a | Meets Lumen Maintenance requirements 9600 hours for Tier 0 | 24000 | 24000 | 85 | n/a | n/a | n/a | n/a | n/a |  | Prior to 11/2011
Tier 0 | Howard Industries | Energy Saver | 01514 | F28T8/835/ES/ECO | 28 | 2725 | 3500 | Fluorescent | 97.3214 | Omnidirectional | n/a | Meets Lumen Maintenance requirements 9600 hours for Tier 0 | 24000 | 24000 | 85 | n/a | n/a | n/a | n/a | n/a |  | Prior to 11/2011
Tier 0 | Howard Industries | Energy Saver | 01515 | F28T8/841/ES/ECO | 28 | 2725 | 4100 | Fluorescent | 97.3214 | Omnidirectional | n/a | Meets Lumen Maintenance requirements 9600 hours for Tier 0 | 24000 | 24000 | 85 | n/a | n/a | n/a | n/a | n/a |  | Prior to 11/2011
Tier 0 | Howard Industries | Energy Saver | 01516 | FB28T8/830/ES/ECO | 28 | 2600 | 3000 | Fluorescent | 92.8571 | Omnidirectional | n/a | Meets Lumen Maintenance requirements 9600 hours for Tier 0 | 24000 | 24000 | 85 | n/a | n/a | n/a | n/a | n/a |  | Prior to 11/2011
Tier 0 | Howard Industries | Energy Saver | 02922 | F25T8/830/ES/ECO | 25 | 2500 | 3000 | Fluorescent | 100 | Omnidirectional | n/a | Meets Lumen Maintenance requirements 9600 hours for Tier 0 | 24000 | 24000 | 85 | n/a | n/a | n/a | n/a | n/a |  | Prior to 11/2011
Tier 0 | Howard Industries | Energy Saver | 02923 | F25T8/835/ECO | 25 | 2500 | 3000 | Fluorescent | 100 | Omnidirectional | n/a | Meets Lumen Maintenance requirements 9600 hours for Tier 0 | 24000 | 24000 | 85 | n/a | n/a | n/a | n/a | n/a |  | Prior to 11/2011
Tier 0 | Howard Industries | Energy Saver | 02924 | F25T8/841/ES/ECO | 25 | 2500 | 3000 | Fluorescent | 100 | Omnidirectional | n/a | Meets Lumen Maintenance requirements 9600 hours for Tier 0 | 24000 | 24000 | 85 | n/a | n/a | n/a | n/a | n/a |  | Prior to 11/2011
Tier 0 | Howard Industries | Energy Saver | 03422 | F28T8/850/ES/ECO | 28 | 2725 | 5000 | Fluorescent | 97.3214 | Omnidirectional | n/a | Meets Lumen Maintenance requirements 9600 hours for Tier 0 | 24000 | 24000 | 85 | n/a | n/a | n/a | n/a | n/a |  | Prior to 11/2011
Tier 0 | Howard Industries | Energy Saver | 03423 | FB28T8/850/ES/ECO | 28 | 2600 | 5000 | Fluorescent | 92.8571 | Omnidirectional | n/a | Meets Lumen Maintenance requirements 9600 hours for Tier 0 | 24000 | 24000 | 85 | n/a | n/a | n/a | n/a | n/a |  | Prior to 11/2011
Tier 0 | Howard Industries | Energy Saver | 03424 | F25T8/850/ES/ECO | 25 | 2500 | 3000 | Fluorescent | 100 | Omnidirectional | n/a | Meets Lumen Maintenance requirements 9600 hours for Tier 0 | 24000 | 24000 | 85 | n/a | n/a | n/a | n/a | n/a |  | Prior to 11/2011
Tier 0 | Howard Industries | Energy Saver | 04682 | F25T8/830/ES/ECO/IC | 25 | 2500 | 3000 | Fluorescent | 100 | Omnidirectional | n/a | Meets Lumen Maintenance requirements 9600 hours for Tier 0 | 24000 | 24000 | 85 | n/a | n/a | n/a | n/a | n/a |  | Prior to 11/2011
Tier 0 | Howard Industries | Energy Saver | 04683 | F25T8/835/ES/ECO/IC | 25 | 2500 | 3500 | Fluorescent | 100 | Omnidirectional | n/a | Meets Lumen Maintenance requirements 9600 hours for Tier 0 | 24000 | 24000 | 85 | n/a | n/a | n/a | n/a | n/a |  | Prior to 11/2011
Tier 0 | Howard Industries | Energy Saver | 04684 | F25T8/841/ES/ECO/IC | 25 | 2500 | 4100 | Fluorescent | 100 | Omnidirectional | n/a | Meets Lumen Maintenance requirements 9600 hours for Tier 0 | 24000 | 24000 | 85 | n/a | n/a | n/a | n/a | n/a |  | Prior to 11/2011
Tier 0 | Howard Industries | Energy Saver | 04685 | F25T8/850/ES/ECO/IC | 25 | 2500 | 5000 | Fluorescent | 100 | Omnidirectional | n/a | Meets Lumen Maintenance requirements 9600 hours for Tier 0 | 24000 | 24000 | 85 | n/a | n/a | n/a | n/a | n/a |  | Prior to 11/2011
Tier 0 | Howard Industries | Energy Saver | 08069 | F28T8/835/ES/ECO/LL | 28 | 2585 | 3500 | Fluorescent | 92.3214 | Omnidirectional | n/a | Meets Lumen Maintenance requirements 9600 hours for Tier 0 | 75000 | 60000 | 84 | n/a | n/a | n/a | n/a | n/a |  | 9/3/2013
Tier 0 | Howard Industries | Energy Saver | 08070 | F28T8/841/ES/ECO/LL | 28 | 2585 | 4100 | Fluorescent | 92.3214 | Omnidirectional | n/a | Meets Lumen Maintenance requirements 9600 hours for Tier 0 | 75000 | 60000 | 84 | n/a | n/a | n/a | n/a | n/a |  | 9/3/2013
Tier 0 | Howard Industries | Energy Saver | 08071 | F28T8/850/ES/ECO/LL | 28 | 2585 | 5000 | Fluorescent | 92.3214 | Omnidirectional | n/a | Meets Lumen Maintenance requirements 9600 hours for Tier 0 | 75000 | 60000 | 84 | n/a | n/a | n/a | n/a | n/a |  | 9/3/2013
Tier 0 | Howard Industries | High Lumen | 01947 | F32T8/830/HL/ECO | 32 | 3100 | 3000 | Fluorescent | 96.875 | Omnidirectional | n/a | Meets Lumen Maintenance requirements 9600 hours for Tier 0 | 24000 | 24000 | 85 | n/a | n/a | n/a | n/a | n/a |  | Prior to 11/2011
Tier 0 | Howard Industries | High Lumen | 01948 | F32T8/835/HL/ECO | 32 | 3100 | 3500 | Fluorescent | 96.875 | Omnidirectional | n/a | Meets Lumen Maintenance requirements 9600 hours for Tier 0 | 24000 | 24000 | 85 | n/a | n/a | n/a | n/a | n/a |  | Prior to 11/2011
Tier 0 | Howard Industries | High Lumen | 01949 | F32T8/841/HL/ECO | 32 | 3100 | 4100 | Fluorescent | 96.875 | Omnidirectional | n/a | Meets Lumen Maintenance requirements 9600 hours for Tier 0 | 24000 | 24000 | 85 | n/a | n/a | n/a | n/a | n/a |  | Prior to 11/2011
Tier 0 | Howard Industries | High Lumen | 02858 | F32T8/850/HL/ECO | 32 | 3100 | 5000 | Fluorescent | 96.875 | Omnidirectional | n/a | Meets Lumen Maintenance requirements 9600 hours for Tier 0 | 24000 | 24000 | 85 | n/a | n/a | n/a | n/a | n/a |  | Prior to 11/2011
Tier 0 | Howard Industries | High Lumen | 03753 | F32T8/830/HL/ECO/IC | 32 | 3100 | 3000 | Fluorescent | 96.875 | Omnidirectional | n/a | Meets Lumen Maintenance requirements 9600 hours for Tier 0 | 24000 | 24000 | 83 | n/a | n/a | n/a | n/a | n/a |  | Prior to 11/2011
Tier 0 | Howard Industries | High Lumen | 03754 | F32T8/835/HL/ECO/IC | 32 | 3100 | 3500 | Fluorescent | 96.875 | Omnidirectional | n/a | Meets Lumen Maintenance requirements 9600 hours for Tier 0 | 24000 | 24000 | 83 | n/a | n/a | n/a | n/a | n/a |  | Prior to 11/2011
Tier 0 | Howard Industries | High Lumen | 03755 | F32T8/841/HL/ECO/IC | 32 | 3100 | 4100 | Fluorescent | 96.875 | Omnidirectional | n/a | Meets Lumen Maintenance requirements 9600 hours for Tier 0 | 24000 | 24000 | 83 | n/a | n/a | n/a | n/a | n/a |  | Prior to 11/2011
Tier 0 | Howard Industries | High Lumen | 03756 | F32T8/850/HL/ECO/IC | 32 | 3100 | 5000 | Fluorescent | 96.875 | Omnidirectional | n/a | Meets Lumen Maintenance requirements 9600 hours for Tier 0 | 24000 | 24000 | 83 | n/a | n/a | n/a | n/a | n/a |  | Prior to 11/2011
Tier 0 | Howard Industries | High Lumen | 04933 | F32T8/865/HL/ECO/IC | 32 | 2950 | 6500 | Fluorescent | 92.1875 | Omnidirectional | n/a | Meets Lumen Maintenance requirements 9600 hours for Tier 0 | 24000 | 24000 | 83 | n/a | n/a | n/a | n/a | n/a |  | Prior to 11/2011
Tier 1 | Howard Industries | High Lumen | 08072 | F32T8/835/HL/ECO/LL | 32 | 3100 | 3500 | Fluorescent | 96.875 | Omnidirectional | n/a | Meets Lumen Maintenance requirements 14400 hours for Tier 1 | 75000 | 60000 | 81 | n/a | n/a | n/a | n/a | n/a |  | 9/3/2013
Tier 1 | Howard Industries | High Lumen | 08073 | F32T8/841/HL/ECO/LL | 32 | 3100 | 4100 | Fluorescent | 96.875 | Omnidirectional | n/a | Meets Lumen Maintenance requirements 14400 hours for Tier 1 | 75000 | 60000 | 81 | n/a | n/a | n/a | n/a | n/a |  | 9/3/2013
Tier 1 | Howard Industries | High Lumen | 08074 | F32T8/850/HL/ECO/LL | 32 | 3025 | 5000 | Fluorescent | 94.5312 | Omnidirectional | n/a | Meets Lumen Maintenance requirements 14400 hours for Tier 1 | 75000 | 60000 | 81 | n/a | n/a | n/a | n/a | n/a |  | 9/3/2013
Tier 0 | Hygrade/NARVA | High Lumen | 681 | F32T8/HL/830 | 32 | 3100 | 3000 | Fluorescent | 96.875 | Omnidirectional | n/a | Meets Lumen Maintenance requirements 9600 hours for Tier 0 | 24000 | 24000 | 85 | n/a | n/a | n/a | n/a | n/a |  | 10/3/2013
Tier 0 | Hygrade/NARVA | High Lumen | 682 | F32T8/HL/835 | 32 | 3100 | 6500 | Fluorescent | 96.875 | Omnidirectional | n/a | Meets Lumen Maintenance requirements 9600 hours for Tier 0 | 24000 | 24000 | 85 | n/a | n/a | n/a | n/a | n/a |  | 10/3/2013
Tier 0 | Hygrade/NARVA | High Lumen | 683 | F32T8/HL/841 | 32 | 3100 | 4100 | Fluorescent | 96.875 | Omnidirectional | n/a | Meets Lumen Maintenance requirements 9600 hours for Tier 0 | 24000 | 24000 | 85 | n/a | n/a | n/a | n/a | n/a |  | 10/3/2013
Tier 0 | Hygrade/NARVA | High Lumen | 684 | F32T8/HL/850 | 32 | 3100 | 5000 | Fluorescent | 96.875 | Omnidirectional | n/a | Meets Lumen Maintenance requirements 9600 hours for Tier 0 | 24000 | 24000 | 85 | n/a | n/a | n/a | n/a | n/a |  | 10/3/2013
Tier 1 | IWI Lighting | IntegraLight | 91613PIL | F32T8IntegraLight | 32 | 3100 | 5000 | Fluorescent | 96.875 | Omnidirectional | n/a | Meets Lumen Maintenance requirements 14400 hours for Tier 1 | 36000 | 36000 | 86 | n/a | n/a | n/a | n/a | n/a |  | Prior to 11/2011
Tier 2 | James Industry Group (China) Co., Ltd. | Magic Ballast Compatible LED Tube | ZY-T8-18W1200 BIXX Ballast Compatible | ZY-T8-18W1200 BIXX 4000k | 18 | 2070 | 4000K | LED | 110 | Directional | 120 | Meets Lumen Maintenance requirements 20000 hours for Tier 2 | 50000 | 50000 | >80 | 120 | Diffuse | No | n/a | n/a | http://www.jamesindustry.com/ProductView.Asp?ID=106 | 2015-09-01
Tier 2 | James Industry Group (China) Co., Ltd. | Magic Ballast Compatible LED Tube | ZY-T8-18W1200 BIXX Ballast Compatible | ZY-T8-18W1200 BIXX 5000k | 18 | 2160 | 5000K | LED | 110 | Directional | 120 | Meets Lumen Maintenance requirements 20000 hours for Tier 2 | 50000 | 50000 | >80 | 120 | Diffuse | No | n/a | n/a | http://www.jamesindustry.com/ProductView.Asp?ID=106 | 2015-09-01
Tier 1 | KeyStone Technologies | Keystone T8 Extended Life | KTL-F32T8-835-XL | KTL-F32T8-835-XL | 32 | 3100 | 3500 | Fluorescent | 96.875 | Omnidirectional | n/a | Meets Lumen Maintenance requirements 14400 hours for Tier 1 | 42000 | 36000 | 85 | n/a | n/a | n/a | n/a | n/a |  | 2015-01-02
Tier 1 | KeyStone Technologies | Keystone T8 Extended Life | KTL-F32T8-841-XL | KTL-F32T8-841-XL | 32 | 3100 | 4100 | Fluorescent | 96.875 | Omnidirectional | n/a | Meets Lumen Maintenance requirements 14400 hours for Tier 1 | 42000 | 36000 | 85 | n/a | n/a | n/a | n/a | n/a |  | 2015-01-02
Tier 0 | KeyStone Technologies | Keystone T8 Extended Life | KTL-F32T8-850-XL | KTL-F32T8-850-XL | 32 | 3000 | 5000 | Fluorescent | 93.75 | Omnidirectional | n/a | Meets Lumen Maintenance requirements 9600 hours for Tier 0 | 42000 | 36000 | 85 | n/a | n/a | n/a | n/a | n/a |  | 2015-01-02
Tier 0 | KeyStone Technologies | Keystone T8 Extra High Performance | KTL-F32T8-835-XHP | KTL-F32T8-835-XHP | 32 | 3200 | 3500 | Fluorescent | 100 | Omnidirectional | n/a | Meets Lumen Maintenance requirements 9600 hours for Tier 0 | 30000 | 24000 | 85 | n/a | n/a | n/a | n/a | n/a |  | 2015-01-02
Tier 0 | KeyStone Technologies | Keystone T8 Extra High Performance | KTL-F32T8-841-XHP | KTL-F32T8-841-XHP | 32 | 3200 | 4100 | Fluorescent | 100 | Omnidirectional | n/a | Meets Lumen Maintenance requirements 9600 hours for Tier 0 | 30000 | 24000 | 85 | n/a | n/a | n/a | n/a | n/a |  | 2015-01-02
Tier 0 | KeyStone Technologies | Keystone T8 Extra High Performance | KTL-F32T8-850-XHP | KTL-F32T8-850-XHP | 32 | 3100 | 5000 | Fluorescent | 96.875 | Omnidirectional | n/a | Meets Lumen Maintenance requirements 9600 hours for Tier 0 | 30000 | 24000 | 85 | n/a | n/a | n/a | n/a | n/a |  | 2015-01-02
Tier 0 | Keystone Technologies | T8 High Performance | KTL-F25T8ES-835-HP | KTL-F25T8ES-835-HP | 25 | 2500 | 3500 | Fluorescent | 100 | Omnidirectional | n/a | Meets Lumen Maintenance requirements 9600 hours for Tier 0 | 30000 | 24000 | 85 | n/a | n/a | n/a | n/a | n/a |  | 2015-05-01
Tier 0 | Keystone Technologies | T8 High Performance | KTL-F25T8ES-841-HP | KTL-F25T8ES-841-HP | 25 | 2500 | 4100 | Fluorescent | 100 | Omnidirectional | n/a | Meets Lumen Maintenance requirements 9600 hours for Tier 0 | 30000 | 24000 | 85 | n/a | n/a | n/a | n/a | n/a |  | 2015-05-01
Tier 0 | Keystone Technologies | T8 High Performance | KTL-F25T8ES-850-HP | KTL-F25T8ES-850-HP | 25 | 2450 | 5000 | Fluorescent | 98 | Omnidirectional | n/a | Meets Lumen Maintenance requirements 9600 hours for Tier 0 | 30000 | 24000 | 85 | n/a | n/a | n/a | n/a | n/a |  | 2015-05-01
Tier 0 | Keystone Technologies | T8 High Performance | KTL-F28T8ES-835-HP | KTL-F28T8ES-835-HP | 28 | 2725 | 3500 | Fluorescent | 97.3214 | Omnidirectional | n/a | Meets Lumen Maintenance requirements 9600 hours for Tier 0 | 30000 | 24000 | 85 | n/a | n/a | n/a | n/a | n/a |  | 12/2/2013
Tier 0 | Keystone Technologies | T8 High Performance | KTL-F28T8ES-841-HP | KTL-F28T8ES-841-HP | 28 | 2725 | 4100 | Fluorescent | 97.3214 | Omnidirectional | n/a | Meets Lumen Maintenance requirements 9600 hours for Tier 0 | 30000 | 24000 | 85 | n/a | n/a | n/a | n/a | n/a |  | 12/2/2013
Tier 0 | Keystone Technologies | T8 High Performance | KTL-F28T8ES-850-HP | KTL-F28T8ES-850-HP | 28 | 2700 | 5000 | Fluorescent | 96.4286 | Omnidirectional | n/a | Meets Lumen Maintenance requirements 9600 hours for Tier 0 | 30000 | 24000 | 85 | n/a | n/a | n/a | n/a | n/a |  | 12/2/2013
Tier 0 | KeyStone Technologies | T8 High Performance Lamps | KTL-F32T8-841-HP | KTL-F32T8-841-HP | 32 | 3100 | 4100 | Fluorescent | 96.875 | Omnidirectional | n/a | Meets Lumen Maintenance requirements 9600 hours for Tier 0 | 30000 | 24000 | 85 | n/a | n/a | n/a | n/a | n/a |  | 11/1/2013
Tier 0 | KeyStone Technologies | T8 High Performance Lamps | KTL-F32T8-850-HP | KTL-F32T8-850-HP | 32 | 3000 | 5000 | Fluorescent | 93.75 | Omnidirectional | n/a | Meets Lumen Maintenance requirements 9600 hours for Tier 0 | 30000 | 24000 | 85 | n/a | n/a | n/a | n/a | n/a |  | 2013-11-01
Tier 0 | KeyStone Technologies | T8 High Performance Lamps | KTL-F32T8-865-HP | KTL-F32T8-865-HP | 32 | 2958 | 6500 | Fluorescent | 92.4375 | Omnidirectional | n/a | Meets Lumen Maintenance requirements 9600 hours for Tier 0 | 30000 | 24000 | 85 | n/a | n/a | n/a | n/a | n/a |  | 2013-12-02
Tier 0 | KeyStone Technologies | T8HP High Performance Lamps | KTL-F32T8-835-HP | KTL-F32T8-835-HP | 32 | 3100 | 3500 | Fluorescent | 96.875 | Omnidirectional | n/a | Meets Lumen Maintenance requirements 9600 hours for Tier 0 | 30000 | 24000 | 85 | n/a | n/a | n/a | n/a | n/a |  | 11/1/2013
Tier 1 | Kumho Electric USA | - | 452830 | F28T8/830 | 28 | 2725 | 3000 | Fluorescent | 97.3214 | Omnidirectional | n/a | Meets Lumen Maintenance requirements 14400 hours for Tier 1 | 36000 | 24000 | 84 | n/a | n/a | n/a | n/a | n/a |  | 8/30/2012
Tier 1 | Kumho Electric USA | - | 452835 | F28T8/835 | 28 | 2725 | 3500 | Fluorescent | 97.3214 | Omnidirectional | n/a | Meets Lumen Maintenance requirements 14400 hours for Tier 1 | 36000 | 24000 | 84 | n/a | n/a | n/a | n/a | n/a |  | 8/30/2012
Tier 1 | Kumho Electric USA | - | 452841 | F28T8/841 | 28 | 2725 | 4100 | Fluorescent | 97.3214 | Omnidirectional | n/a | Meets Lumen Maintenance requirements 14400 hours for Tier 1 | 36000 | 24000 | 84 | n/a | n/a | n/a | n/a | n/a |  | 8/30/2012
Tier 0 | Kumho Electric USA | - | 452850 | F28T8/850 | 28 | 2625 | 5000 | Fluorescent | 93.75 | Omnidirectional | n/a | Meets Lumen Maintenance requirements 9600 hours for Tier 0 | 36000 | 24000 | 84 | n/a | n/a | n/a | n/a | n/a |  | 8/30/2012
Tier 0 | Kumho Electric USA | Earthcare | 413830 | F29T8/830/EC-HL | 32 | 3100 | 3000 | Fluorescent | 96.875 | Omnidirectional | n/a | Meets Lumen Maintenance requirements 9600 hours for Tier 0 | 24000 | 24000 | 82 | n/a | n/a | n/a | n/a | n/a |  | Prior to 11/2011
Tier 0 | Kumho Electric USA | Earthcare | 413835 | F29T8/835/EC-HL | 32 | 3100 | 3500 | Fluorescent | 96.875 | Omnidirectional | n/a | Meets Lumen Maintenance requirements 9600 hours for Tier 0 | 24000 | 24000 | 82 | n/a | n/a | n/a | n/a | n/a |  | Prior to 11/2011
Tier 0 | Kumho Electric USA | Earthcare | 413841 | F29T8/841/EC-HL | 32 | 3100 | 4100 | Fluorescent | 96.875 | Omnidirectional | n/a | Meets Lumen Maintenance requirements 9600 hours for Tier 0 | 24000 | 24000 | 82 | n/a | n/a | n/a | n/a | n/a |  | Prior to 11/2011
Tier 0 | Kumho Electric USA | Earthcare | 413850 | F29T8/850/EC-HL | 32 | 3070 | 5000 | Fluorescent | 95.9375 | Omnidirectional | n/a | Meets Lumen Maintenance requirements 9600 hours for Tier 0 | 24000 | 24000 | 82 | n/a | n/a | n/a | n/a | n/a |  | Prior to 11/2011
Tier 1 | Kumho Electric USA | Elemental | 403830 | F32T8/830 | 32 | 3100 | 3000 | Fluorescent | 96.875 | Omnidirectional | n/a | Meets Lumen Maintenance requirements 14400 hours for Tier 1 | 36000 | 24000 | 82 | n/a | n/a | n/a | n/a | n/a |  | Prior to 11/2011
Tier 1 | Kumho Electric USA | Elemental | 403835 | F32T8/835 | 32 | 3100 | 3500 | Fluorescent | 96.875 | Omnidirectional | n/a | Meets Lumen Maintenance requirements 14400 hours for Tier 1 | 36000 | 24000 | 82 | n/a | n/a | n/a | n/a | n/a |  | Prior to 11/2011
Tier 1 | Kumho Electric USA | Elemental | 403841 | F32T8/841 | 32 | 3100 | 4100 | Fluorescent | 96.875 | Omnidirectional | n/a | Meets Lumen Maintenance requirements 14400 hours for Tier 1 | 36000 | 24000 | 82 | n/a | n/a | n/a | n/a | n/a |  | Prior to 11/2011
Tier 1 | Kumho Electric USA | Elemental | 403850 | F32T8/850 | 32 | 3100 | 5000 | Fluorescent | 96.875 | Omnidirectional | n/a | Meets Lumen Maintenance requirements 14400 hours for Tier 1 | 36000 | 24000 | 82 | n/a | n/a | n/a | n/a | n/a |  | Prior to 11/2011
Tier 0 | Kumho Electric USA | Elemental | 403865 | F32T8/865 | 32 | 3100 | 6500 | Fluorescent | 96.875 | Omnidirectional | n/a | Meets Lumen Maintenance requirements 9600 hours for Tier 0 | 30000 | 24000 | 82 | n/a | n/a | n/a | n/a | n/a |  | Prior to 11/2011
Tier 1 | Kumho Electric USA | Sequoia | 453830 | F32T8/830/SQ (HL) | 32 | 3100 | 3000 | Fluorescent | 96.875 | Omnidirectional | n/a | Meets Lumen Maintenance requirements 14400 hours for Tier 1 | 70000 | 60000 | 80.5 | n/a | n/a | n/a | n/a | n/a |  | Prior to 11/2011
Tier 1 | Kumho Electric USA | Sequoia | 453835 | F32T8/835/SQ (HL) | 32 | 3100 | 3500 | Fluorescent | 96.875 | Omnidirectional | n/a | Meets Lumen Maintenance requirements 14400 hours for Tier 1 | 70000 | 60000 | 80.5 | n/a | n/a | n/a | n/a | n/a |  | Prior to 11/2011
Tier 1 | Kumho Electric USA | Sequoia | 453841 | F32T8/841/SQ (HL) | 32 | 3100 | 4100 | Fluorescent | 96.875 | Omnidirectional | n/a | Meets Lumen Maintenance requirements 14400 hours for Tier 1 | 70000 | 60000 | 80.5 | n/a | n/a | n/a | n/a | n/a |  | Prior to 11/2011
Tier 1 | Kumho Electric USA | Sequoia | 453850 | F32T8/850/SQ (HL) | 32 | 3025 | 5000 | Fluorescent | 94.5312 | Omnidirectional | n/a | Meets Lumen Maintenance requirements 14400 hours for Tier 1 | 70000 | 60000 | 80.5 | n/a | n/a | n/a | n/a | n/a |  | Prior to 11/2011
Tier 0 | Kumho Electric USA | Sequoia | 452830H | F28T8/830/SQ(HL) | 28 | 2585 | 3000 | Fluorescent | 92.3214 | Omnidirectional | n/a | Meets Lumen Maintenance requirements 9600 hours for Tier 0 | 75000 | 60000 | >80 | n/a | n/a | n/a | n/a | n/a |  | 5/1/2012
Tier 0 | Kumho Electric USA | Sequoia | 452835H | F28T8/835/SQ(HL) | 28 | 2585 | 3500 | Fluorescent | 92.3214 | Omnidirectional | n/a | Meets Lumen Maintenance requirements 9600 hours for Tier 0 | 75000 | 60000 | >80 | n/a | n/a | n/a | n/a | n/a |  | 5/1/2012
Tier 0 | Kumho Electric USA | Sequoia | 452841H | F28T8/841/SQ(HL) | 28 | 2585 | 4100 | Fluorescent | 92.3214 | Omnidirectional | n/a | Meets Lumen Maintenance requirements 9600 hours for Tier 0 | 75000 | 60000 | >80 | n/a | n/a | n/a | n/a | n/a |  | 5/1/2012
Tier 2 | LEIF | T8 LED 4ft | LEIF-T8-ALU-12-40A | LEIF-T8-ALU-12-40A | 12 | 1680 | 4000 | LED | 140 | Directional | 160 | Meets Lumen Maintenance requirements 20000 hours for Tier 2 | >50,000 | >50,000 | >80 | 160 | Clear | No | n/a | n/a | http://catalog.leifdistribution.com/led-light-bulbs/led-light-bulbs-t8-t5/t8-led-tube-aluminum-12w-18w-48%22-lumens-high-lumen-bright-4000k-3000k-long-lifespan-retrofit-replacement-ul-listed-made-in-USA | 2015-09-01
Tier 2 | LEIF | T8 LED 4ft | LEIF-T8-ALU-18-30A | LEIF-T8-ALU-18-30A | 18 | 2520 | 3000 | LED | 140 | Directional | 160 | Meets Lumen Maintenance requirements 20000 hours for Tier 2 | >50,000 | >50,000 | >80 | 160 | Clear | No | n/a | n/a | http://catalog.leifdistribution.com/led-light-bulbs/led-light-bulbs-t8-t5/t8-led-tube-aluminum-12w-18w-48%22-lumens-high-lumen-bright-4000k-3000k-long-lifespan-retrofit-replacement-ul-listed-made-in-USA | 2015-09-01
Tier 2 | LEIF | T8 LED 4ft | LEIF-T8-ALU-18-40A | LEIF-T8-ALU-18-40A | 18 | 2520 | 4000 | LED | 140 | Directional | 160 | Meets Lumen Maintenance requirements 20000 hours for Tier 2 | >50,000 | >50,000 | >80 | 160 | Clear | No | n/a | n/a | http://catalog.leifdistribution.com/led-light-bulbs/led-light-bulbs-t8-t5/t8-led-tube-aluminum-12w-18w-48%22-lumens-high-lumen-bright-4000k-3000k-long-lifespan-retrofit-replacement-ul-listed-made-in-USA | 2015-09-01
Tier 2 | LEIF | T8 LED 4ft | LEIF-T8-GLA-18-50A | LEIF-T8-GLA-18-50A | 18 | 2070 | 5000 | LED | 115 | Directional | 160 | Meets Lumen Maintenance requirements 20000 hours for Tier 2 | >50,000 | >50,000 | >80 | 160 | Clear | No | n/a | n/a | http://catalog.leifdistribution.com/led-light-bulbs/led-light-bulbs-t8-t5/t8-led-tube-18w-48%22-lumens-high-lumen-5000k-long-lifespan-retrofit-replacement-ul-listed-made-in-USA | 2015-09-01
Tier 2 | LEIF | T8 LED 4ft | LEIF-T8-PC-18-40B | LEIF-T8-PC-18-40B | 18 | 2250 | 4000 | LED | 125 | Directional | 160 | Meets Lumen Maintenance requirements 20000 hours for Tier 2 | >50,000 | >50,000 | >80 | 180 | Diffuse | No | n/a | n/a | http://catalog.leifdistribution.com/led-light-bulbs/led-light-bulbs-t8-t5/t8-led-tube-frosted-pc-18w-48inch-lumens-high-lumen-4000k-4500k-long-lifespan-retrofit-replacement-ul-listed-made-in-USA | 2015-09-01
Tier 0 | LITETRONICS, INT. | Color Brite T8 | L-359 | F32T8 CB50 | 32 | 3200 | 5000 | Fluorescent | 100 | Omnidirectional | n/a | Meets Lumen Maintenance requirements 9600 hours for Tier 0 | 30000 | 30000 | 90 | n/a | n/a | n/a | n/a | n/a |  | Prior to 11/2011
Tier 0 | LITETRONICS, INT. | ENERGY-LITE | L-334 | F32 T8 830 | 32 | 3100 | 3000 | Fluorescent | 96.875 | Omnidirectional | n/a | Meets Lumen Maintenance requirements 9600 hours for Tier 0 | 30000 | 30000 | 85 | n/a | n/a | n/a | n/a | n/a |  | Prior to 11/2011
Tier 0 | LITETRONICS, INT. | ENERGY-LITE | L-335 | F32 T8 835 | 32 | 3100 | 3500 | Fluorescent | 96.875 | Omnidirectional | n/a | Meets Lumen Maintenance requirements 9600 hours for Tier 0 | 30000 | 30000 | 85 | n/a | n/a | n/a | n/a | n/a |  | Prior to 11/2011
Tier 0 | LITETRONICS, INT. | ENERGY-LITE | L-336 | F32 T8 841 | 32 | 3100 | 4100 | Fluorescent | 96.875 | Omnidirectional | n/a | Meets Lumen Maintenance requirements 9600 hours for Tier 0 | 30000 | 30000 | 85 | n/a | n/a | n/a | n/a | n/a |  | Prior to 11/2011
Tier 0 | LITETRONICS, INT. | ENERGY-LITE | L-337 | F32 T8 850 | 32 | 3100 | 5000 | Fluorescent | 96.875 | Omnidirectional | n/a | Meets Lumen Maintenance requirements 9600 hours for Tier 0 | 30000 | 30000 | 85 | n/a | n/a | n/a | n/a | n/a |  | Prior to 11/2011
Tier 0 | LITETRONICS, INT. | ENERGY-LITE | L-395 | F28T8 830 | 28 | 2725 | 3000 | Fluorescent | 97.3214 | Omnidirectional | n/a | Meets Lumen Maintenance requirements 9600 hours for Tier 0 | 30000 | 30000 | 85 | n/a | n/a | n/a | n/a | n/a |  | 2015-03-02
Tier 0 | LITETRONICS, INT. | ENERGY-LITE | L-396 | F28T8 835 | 28 | 2725 | 3500 | Fluorescent | 97.3214 | Omnidirectional | n/a | Meets Lumen Maintenance requirements 9600 hours for Tier 0 | 30000 | 30000 | 85 | n/a | n/a | n/a | n/a | n/a |  | 2015-03-02
Tier 0 | LITETRONICS, INT. | ENERGY-LITE | L-397 | F28T8 841 | 28 | 2725 | 4100 | Fluorescent | 97.3214 | Omnidirectional | n/a | Meets Lumen Maintenance requirements 9600 hours for Tier 0 | 30000 | 30000 | 85 | n/a | n/a | n/a | n/a | n/a |  | 2015-03-02
Tier 0 | LITETRONICS, INT. | ENERGY-LITE | L-398 | F28T8 850 | 28 | 2725 | 5000 | Fluorescent | 97.3214 | Omnidirectional | n/a | Meets Lumen Maintenance requirements 9600 hours for Tier 0 | 30000 | 30000 | 85 | n/a | n/a | n/a | n/a | n/a |  | 2015-03-02
Tier 0 | LITETRONICS, INT. | Litetronics | L-321 | F32 T8 865 | 32 | 3100 | 6500 | Fluorescent | 96.875 | Omnidirectional | n/a | Meets Lumen Maintenance requirements 9600 hours for Tier 0 | 30000 | 30000 | 85 | n/a | n/a | n/a | n/a | n/a |  | 11/1/2012
Tier 1 | Litro Technologies | Litro Glow Lamps | LGL5000 | LGL5000T-8 | 25 | 2970 | 5000 | Fluorescent | 118.8 | Omnidirectional | n/a | Meets Lumen Maintenance requirements 14400 hours for Tier 1 | 45000 | 36000 | 90 | n/a | n/a | n/a | n/a | n/a |  | 2/1/2012
Tier 0 | Maintenance Engineering | - | CDX125 | F32T8/AWX8550 | 32 | 3050 | 5000 | Fluorescent | 95.3125 | Omnidirectional | n/a | Meets Lumen Maintenance requirements 9600 hours for Tier 0 | 30000 | 24000 | 85 | n/a | n/a | n/a | n/a | n/a |  | 1/3/2013
Tier 0 | Maintenance Engineering | - | CDX129 | F32T8/VLX9155 | 32 | 3100 | 5500 | Fluorescent | 96.875 | Omnidirectional | n/a | Meets Lumen Maintenance requirements 9600 hours for Tier 0 | 30000 | 24000 | 91 | n/a | n/a | n/a | n/a | n/a |  | 1/3/2013
Tier 0 | Maintenance Engineering | - | I1X125 | F32T8/AWX8550 | 32 | 3050 | 5000 | Fluorescent | 95.3125 | Omnidirectional | n/a | Meets Lumen Maintenance requirements 9600 hours for Tier 0 | 30000 | 24000 | 85 | n/a | n/a | n/a | n/a | n/a |  | 1/3/2013
Tier 0 | Maintenance Engineering | - | I1X129 | F32T8/VLX9155 | 32 | 3100 | 5500 | Fluorescent | 96.875 | Omnidirectional | n/a | Meets Lumen Maintenance requirements 9600 hours for Tier 0 | 30000 | 24000 | 91 | n/a | n/a | n/a | n/a | n/a |  | 1/3/2013
Tier 0 | Maintenance Engineering | - | P1X135 | F32T8/AWX8550 | 32 | 3050 | 5000 | Fluorescent | 95.3125 | Omnidirectional | n/a | Meets Lumen Maintenance requirements 9600 hours for Tier 0 | 30000 | 24000 | 85 | n/a | n/a | n/a | n/a | n/a |  | 6/5/2012
Tier 0 | Maintenance Engineering | - | P1X139 | F32T8/VLX9155 | 32 | 3100 | 5500 | Fluorescent | 96.875 | Omnidirectional | n/a | Meets Lumen Maintenance requirements 9600 hours for Tier 0 | 30000 | 24000 | 91 | n/a | n/a | n/a | n/a | n/a |  | 6/5/2012
Tier 1 | Maintenance Engineering | Hybrid | HXM255 | F25T8/4'/AWX8550TC | 25 | 2500 | 5000 | Fluorescent | 100 | Omnidirectional | n/a | Meets Lumen Maintenance requirements 14400 hours for Tier 1 | 36000 | 24000 | 85 | n/a | n/a | n/a | n/a | n/a | n/a | 2015-03-02
Tier 1 | Maintenance Engineering | Hybrid | HXM285 | F28T8/4'/AWX8550TC | 28 | 2725 | 5000 | Fluorescent | 97 | Omnidirectional | n/a | Meets Lumen Maintenance requirements 14400 hours for Tier 1 | 36000 | 24000 | 85 | n/a | n/a | n/a | n/a | n/a | n/a | 2015-03-02
Tier 1 | Maintenance Engineering | Hybrid | HXM325 | F32T8/AWX8550TC | 32 | 3050 | 5000 | Fluorescent | 95 | Omnidirectional | n/a | Meets Lumen Maintenance requirements 14400 hours for Tier 1 | 36000 | 24000 | 85 | n/a | n/a | n/a | n/a | n/a | n/a | 2015-03-02
Tier 1 | Maintenance Engineering | Hybrid | HXM326 | F32T8/VLX9155TC | 32 | 3100 | 5500 | Fluorescent | 97 | Omnidirectional | n/a | Meets Lumen Maintenance requirements 14400 hours for Tier 1 | 36000 | 24000 | 91 | n/a | n/a | n/a | n/a | n/a | n/a | 2015-03-02
Tier 0 | Maintenance Engineering | Premira Flourescent | PMX135 | F32T8/AWX8550/TC | 32 | 3050 | 5000 | Fluorescent | 95.3125 | Omnidirectional | n/a | Meets Lumen Maintenance requirements 9600 hours for Tier 0 | 30000 | 24000 | 85 | n/a | n/a | n/a | n/a | n/a |  | 6/5/2012
Tier 0 | Maintenance Engineering | Premira Flourescent | PMX139 | F32T8/VLX9155/TC | 32 | 3100 | 5500 | Fluorescent | 96.875 | Omnidirectional | n/a | Meets Lumen Maintenance requirements 9600 hours for Tier 0 | 30000 | 24000 | 91 | n/a | n/a | n/a | n/a | n/a |  | 6/5/2012
Tier 1 | Maintenance Engineering |  | PRM255 | F25T8/4'/AWX8550 | 25 | 2500 | 5000 | Fluorescent | 100 | Omnidirectional | n/a | Meets Lumen Maintenance requirements 14400 hours for Tier 1 | 36000 | 24000 | 85 | n/a | n/a | n/a | n/a | n/a |  | 12/3/2012
Tier 1 | Maintenance Engineering |  | PRM285 | F28T8/4'/AWX8550 | 28 | 2725 | 5000 | Fluorescent | 97.3214 | Omnidirectional | n/a | Meets Lumen Maintenance requirements 14400 hours for Tier 1 | 36000 | 24000 | 85 | n/a | n/a | n/a | n/a | n/a |  | 12/3/2012
Tier 0 | Maxlite | Premium T8 | 51045 | F32T8/835 | 32 | 3100 | 3500 | Fluorescent | 96.875 | Omnidirectional | n/a | Meets Lumen Maintenance requirements 9600 hours for Tier 0 | 24000 | 24000 | 85 | n/a | n/a | n/a | n/a | n/a |  | Prior to 11/2011
Tier 0 | Maxlite | Premium T8 | 51046 | F32T8/841 | 32 | 3100 | 4100 | Fluorescent | 96.875 | Omnidirectional | n/a | Meets Lumen Maintenance requirements 9600 hours for Tier 0 | 24000 | 24000 | 85 | n/a | n/a | n/a | n/a | n/a |  | Prior to 11/2011
Tier 0 | Maxlite | Premium T8 | 51047 | F32T8/850 | 32 | 3100 | 5000 | Fluorescent | 96.875 | Omnidirectional | n/a | Meets Lumen Maintenance requirements 9600 hours for Tier 0 | 24000 | 24000 | 85 | n/a | n/a | n/a | n/a | n/a |  | Prior to 11/2011
Tier 0 | Maxlite | Premium T8 | 51048 | F32T8/830 | 32 | 3100 | 3000 | Fluorescent | 96.875 | Omnidirectional | n/a | Meets Lumen Maintenance requirements 9600 hours for Tier 0 | 24000 | 24000 | 85 | n/a | n/a | n/a | n/a | n/a |  | Prior to 11/2011
Tier 0 | Maxlite | Premium T8 | 51053 | F32T8/865 | 32 | 3100 | 6500 | Fluorescent | 96.875 | Omnidirectional | n/a | Meets Lumen Maintenance requirements 9600 hours for Tier 0 | 24000 | 24000 | 85 | n/a | n/a | n/a | n/a | n/a |  | Prior to 11/2011
Tier 0 | Maxlite | T8 XL | 51049 | F32T8/850XL | 32 | 3200 | 5000 | Fluorescent | 100 | Omnidirectional | n/a | Meets Lumen Maintenance requirements 9600 hours for Tier 0 | 24000 | 24000 | 85 | n/a | n/a | n/a | n/a | n/a |  | Prior to 11/2011
Tier 0 | Maxlite | T8 XL | 51050 | F32T8/841XL | 32 | 3200 | 4100 | Fluorescent | 100 | Omnidirectional | n/a | Meets Lumen Maintenance requirements 9600 hours for Tier 0 | 24000 | 24000 | 85 | n/a | n/a | n/a | n/a | n/a |  | Prior to 11/2011
Tier 0 | Maxlite | T8 XL | 51058 | F32T8/835XL | 32 | 3200 | 3500 | Fluorescent | 100 | Omnidirectional | n/a | Meets Lumen Maintenance requirements 9600 hours for Tier 0 | 24000 | 24000 | 85 | n/a | n/a | n/a | n/a | n/a |  | Prior to 11/2011
Tier 0 | Maxlite | T8 XL | 51060 | F32T8/865XL | 32 | 3200 | 6500 | Fluorescent | 100 | Omnidirectional | n/a | Meets Lumen Maintenance requirements 9600 hours for Tier 0 | 24000 | 24000 | 85 | n/a | n/a | n/a | n/a | n/a |  | Prior to 11/2011
Tier 0 | Maxlite | Watt Saver | 11208 | F28T8/841 (F32T8/28WS/841) | 28 | 2725 | 4100 | Fluorescent | 97.3214 | Omnidirectional | n/a | Meets Lumen Maintenance requirements 9600 hours for Tier 0 | 30000 | 24000 | 85 | n/a | n/a | n/a | n/a | n/a |  | Prior to 11/2011
Tier 0 | Maxlite | Watt Saver | 11209 | F28T8/835 (F32T8/28WS/835) | 28 | 2725 | 3500 | Fluorescent | 97.3214 | Omnidirectional | n/a | Meets Lumen Maintenance requirements 9600 hours for Tier 0 | 30000 | 24000 | 85 | n/a | n/a | n/a | n/a | n/a |  | Prior to 11/2011
Tier 0 | Maxlite | Watt Saver | 11210 | F28T8/850 (F32T8/28WS/850) | 28 | 2725 | 5000 | Fluorescent | 97.3214 | Omnidirectional | n/a | Meets Lumen Maintenance requirements 9600 hours for Tier 0 | 30000 | 24000 | 85 | n/a | n/a | n/a | n/a | n/a |  | Prior to 11/2011
Tier 0 | Maxlite | Watt Saver | 51031 | F25T8/835/WS (F32T8/25WS/835) | 25 | 2400 | 3500 | Fluorescent | 96 | Omnidirectional | n/a | Meets Lumen Maintenance requirements 9600 hours for Tier 0 | 30000 | 24000 | 85 | n/a | n/a | n/a | n/a | n/a |  | Prior to 11/2011
Tier 0 | Maxlite | Watt Saver | 51032 | F25T8/841/WS (F32T8/25WS/841) | 25 | 2400 | 4100 | Fluorescent | 96 | Omnidirectional | n/a | Meets Lumen Maintenance requirements 9600 hours for Tier 0 | 30000 | 24000 | 85 | n/a | n/a | n/a | n/a | n/a |  | Prior to 11/2011
Tier 0 | Maxlite | Watt Saver | 51033 | F25T8/850/WS (F32T8/25WS/850) | 25 | 2400 | 5000 | Fluorescent | 96 | Omnidirectional | n/a | Meets Lumen Maintenance requirements 9600 hours for Tier 0 | 30000 | 24000 | 85 | n/a | n/a | n/a | n/a | n/a |  | Prior to 11/2011
Tier 0 | Maxlite | Watt Saver | 70181 | F28T8/830 (F32T8/28WS/830) | 28 | 2725 | 3000 | Fluorescent | 97.3214 | Omnidirectional | n/a | Meets Lumen Maintenance requirements 9600 hours for Tier 0 | 30000 | 24000 | 85 | n/a | n/a | n/a | n/a | n/a |  | Prior to 11/2011
Tier 0 | Maxlite | Watt Saver | 70184 | F25T8/830/WS (F32T8/25WS/830) | 25 | 2400 | 3000 | Fluorescent | 96 | Omnidirectional | n/a | Meets Lumen Maintenance requirements 9600 hours for Tier 0 | 30000 | 24000 | 85 | n/a | n/a | n/a | n/a | n/a |  | Prior to 11/2011
Tier 0 | MW McWong International | Pacific Lamp | F28T8/830/TCLP | F28T8/830/TCLP | 28 | 2725 | 3000 | Fluorescent | 97.3214 | Omnidirectional | n/a | Meets Lumen Maintenance requirements 9600 hours for Tier 0 | 30000 | 24000 | 82 | n/a | n/a | n/a | n/a | n/a |  | 5/1/2013
Tier 0 | MW McWong International | Pacific Lamp | F28T8/841/TCLP | F28T8/841/TCLP | 28 | 2700 | 4100 | Fluorescent | 96.4286 | Omnidirectional | n/a | Meets Lumen Maintenance requirements 9600 hours for Tier 0 | 30000 | 24000 | 82 | n/a | n/a | n/a | n/a | n/a |  | 5/1/2013
Tier 0 | MW McWong International | Pacific Lamp | F28T8/850/TCLP | F28T8/850/TCLP | 28 | 2600 | 5000 | Fluorescent | 92.8571 | Omnidirectional | n/a | Meets Lumen Maintenance requirements 9600 hours for Tier 0 | 30000 | 24000 | 82 | n/a | n/a | n/a | n/a | n/a |  | 5/1/2013
Tier 0 | MW McWong International | Pacific Lamp | F28T8/865/TCLP | F28T8/865/TCLP | 28 | 2600 | 6500 | Fluorescent | 92.8571 | Omnidirectional | n/a | Meets Lumen Maintenance requirements 9600 hours for Tier 0 | 30000 | 24000 | 82 | n/a | n/a | n/a | n/a | n/a |  | 5/1/2013
Tier 0 | MW McWong International | Pacific Lamp | F32T8/830/HL/TCLP | F32T8/830/HL/TCLP | 32 | 3100 | 3000 | Fluorescent | 96.875 | Omnidirectional | n/a | Meets Lumen Maintenance requirements 9600 hours for Tier 0 | 30000 | 24000 | 82 | n/a | n/a | n/a | n/a | n/a |  | 5/1/2013
Tier 0 | MW McWong International | Pacific Lamp | F32T8/841/HL/TCLP | F32T8/841/HL/TCLP | 32 | 3100 | 4100 | Fluorescent | 96.875 | Omnidirectional | n/a | Meets Lumen Maintenance requirements 9600 hours for Tier 0 | 30000 | 24000 | 82 | n/a | n/a | n/a | n/a | n/a |  | 5/1/2013
Tier 0 | MW McWong International | Pacific Lamp | F32T8/850/HL/TCLP | F32T8/850/HL/TCLP | 32 | 3000 | 5000 | Fluorescent | 93.75 | Omnidirectional | n/a | Meets Lumen Maintenance requirements 9600 hours for Tier 0 | 30000 | 24000 | 82 | n/a | n/a | n/a | n/a | n/a |  | 5/1/2013
Tier 0 | MW McWong International | Pacific Lamp | F32T8/865/HL/TCLP | F32T8/865/HL/TCLP | 32 | 3000 | 6500 | Fluorescent | 93.75 | Omnidirectional | n/a | Meets Lumen Maintenance requirements 9600 hours for Tier 0 | 30000 | 24000 | 82 | n/a | n/a | n/a | n/a | n/a |  | 5/1/2013
Tier 2 | naturaLED | LED17.5T8/FR19/835/IF | 5844 | LED17.5T8/FR19/835/IF | 17.5 | 1900 | 3500K | LED | 108 | Directional | 230 | Meets Lumen Maintenance requirements 20000 hours for Tier 2 | n/a | 50000 | 82 | 230 | Diffuse | No | n/a | n/a | http://www.mynaturaled.com/media/instantfit.pdf | 2015-06-01
Tier 2 | naturaLED | LED17.5T8/FR19/840/IF | 5845 | LED17.5T8/FR19/840/IF | 17.5 | 1900 | 4000K | LED | 108 | Directional | 230 | Meets Lumen Maintenance requirements 20000 hours for Tier 2 | n/a | 50000 | 82 | 230 | Diffuse | No | n/a | n/a | http://www.mynaturaled.com/media/instantfit.pdf | 2015-06-01
Tier 2 | naturaLED | LED17.5T8/FR19/850/IF | 5846 | LED17.5T8/FR19/850/IF | 17.5 | 1900 | 5000K | LED | 108 | Directional | 230 | Meets Lumen Maintenance requirements 20000 hours for Tier 2 | n/a | 50000 | 82 | 230 | Diffuse | No | n/a | n/a | http://www.mynaturaled.com/media/instantfit.pdf | 2015-06-01
Tier 0 | Optilumens | - | 4181 | FL32T8/841/ECO | 32 | 3200 | 4100 | Fluorescent | 100 | Omnidirectional | n/a | Meets Lumen Maintenance requirements 9600 hours for Tier 0 | 24000 | 20000 | 82 | n/a | n/a | n/a | n/a | n/a |  | 4/1/2013
Tier 0 | Optilumens | - | 4182 | FL32T8/850/ECO | 32 | 3000 | 5000 | Fluorescent | 93.75 | Omnidirectional | n/a | Meets Lumen Maintenance requirements 9600 hours for Tier 0 | 24000 | 20000 | 82 | n/a | n/a | n/a | n/a | n/a |  | Prior to 11/2011
Tier 0 | Optilumens | - | 4187 | FL32T8/835/HO/ECO | 32 | 3200 | 3500 | Fluorescent | 100 | Omnidirectional | n/a | Meets Lumen Maintenance requirements 9600 hours for Tier 0 | 24000 | 20000 | 82 | n/a | n/a | n/a | n/a | n/a |  | Prior to 11/2011
Tier 0 | Optilumens | - | 4188 | FL32T8/841/HO/ECO | 32 | 3200 | 4100 | Fluorescent | 100 | Omnidirectional | n/a | Meets Lumen Maintenance requirements 9600 hours for Tier 0 | 24000 | 20000 | 82 | n/a | n/a | n/a | n/a | n/a |  | 6/5/2012
Tier 0 | Optilumens | - | 4189 | FL32T8/850/HO/ECO | 32 | 3200 | 5000 | Fluorescent | 100 | Omnidirectional | n/a | Meets Lumen Maintenance requirements 9600 hours for Tier 0 | 24000 | 20000 | 82 | n/a | n/a | n/a | n/a | n/a |  | Prior to 11/2011
Tier 0 | Optilumens | - | 4191 | FL28T8/835/ES/ECO | 28 | 2700 | 3500 | Fluorescent | 96.4286 | Omnidirectional | n/a | Meets Lumen Maintenance requirements 9600 hours for Tier 0 | 24000 | 20000 | 82 | n/a | n/a | n/a | n/a | n/a |  | Prior to 11/2011
Tier 0 | Optilumens | - | 4192 | FL28T8/841/ES/ECO | 28 | 2675 | 4100 | Fluorescent | 95.5357 | Omnidirectional | n/a | Meets Lumen Maintenance requirements 9600 hours for Tier 0 | 24000 | 20000 | 82 | n/a | n/a | n/a | n/a | n/a |  | Prior to 11/2011
Tier 0 | Optilumens | - | 4193 | FL28T8/850/ES/ECO | 28 | 2650 | 5000 | Fluorescent | 94.6429 | Omnidirectional | n/a | Meets Lumen Maintenance requirements 9600 hours for Tier 0 | 24000 | 20000 | 82 | n/a | n/a | n/a | n/a | n/a |  | Prior to 11/2011
Tier 1 | Orion Energy Systems | ArmorLite | 10322AL | T8 ARMORLITE 841 HL LAMP | 32 | 3100 | 4100 | Fluorescent | 96.875 | Omnidirectional | n/a | Meets Lumen Maintenance requirements 14400 hours for Tier 1 | 36000 | 25000 | 82 | n/a | n/a | n/a | n/a | n/a |  | Prior to 11/2011
Tier 0 | Orion Energy Systems | ArmorLite | 147355AL | Philips T8 850 28 Watt Lamp | 28 | 2675 | 5000 | Fluorescent | 95.5357 | Omnidirectional | n/a | Meets Lumen Maintenance requirements 9600 hours for Tier 0 | 30000 | 24000 | 85 | n/a | n/a | n/a | n/a | n/a |  | 10/1/2012
Tier 0 | Orion Energy Systems | ArmorLite | 169383AL | Philips T8 850 28 Watt Lamp | 28 | 2625 | 5000 | Fluorescent | 93.75 | Omnidirectional | n/a | Meets Lumen Maintenance requirements 9600 hours for Tier 0 | 40000 | 36000 | 85 | n/a | n/a | n/a | n/a | n/a |  | 10/1/2012
Tier 0 | Orion Energy Systems | ArmorLite | 21422AL | Osram T8 850 28 Watt Lamp | 28 | 2600 | 5000 | Fluorescent | 92.8571 | Omnidirectional | n/a | Meets Lumen Maintenance requirements 9600 hours for Tier 0 | 40000 | 24000 | 81 | n/a | n/a | n/a | n/a | n/a |  | 10/1/2012
Tier 1 | Orion Energy Systems | ArmorLite | 21660AL | Osram T8 850 32w Lamp | 32 | 3100 | 5000 | Fluorescent | 96.875 | Omnidirectional | n/a | Meets Lumen Maintenance requirements 14400 hours for Tier 1 | 36000 | 24000 | 81 | n/a | n/a | n/a | n/a | n/a |  | 10/3/2013
Tier 1 | Orion Energy Systems | ArmorLite | 22184AL | Osram T8 850 28 Watt Lamp | 28 | 2725 | 5000 | Fluorescent | 97.3214 | Omnidirectional | n/a | Meets Lumen Maintenance requirements 14400 hours for Tier 1 | 40000 | 24000 | 81 | n/a | n/a | n/a | n/a | n/a |  | 10/1/2012
Tier 0 | Orion Energy Systems | ArmorLite | 22326AL | Osram T8 850 28 Watt Lamp | 28 | 2600 | 5000 | Fluorescent | 92.8571 | Omnidirectional | n/a | Meets Lumen Maintenance requirements 9600 hours for Tier 0 | 60000 | 36000 | 81 | n/a | n/a | n/a | n/a | n/a |  | 10/1/2012
Tier 0 | Orion Energy Systems | ArmorLite | 424218AL | Philips T8 850 28 Watt Lamp | 28 | 2600 | 5000 | Fluorescent | 92.8571 | Omnidirectional | n/a | Meets Lumen Maintenance requirements 9600 hours for Tier 0 | 38000 | 32000 | 82 | n/a | n/a | n/a | n/a | n/a |  | 10/1/2012
Tier 1 | Orion Energy Systems | ArmorLite | 42556AL | T8 ARMORLITE 850 HL LAMP | 32 | 3100 | 5000 | Fluorescent | 96.875 | Omnidirectional | n/a | Meets Lumen Maintenance requirements 14400 hours for Tier 1 | 36000 | 25000 | 82 | n/a | n/a | n/a | n/a | n/a |  | Prior to 11/2011
Tier 2 | Orion Energy Systems | ArmorLite | 72130AL | GE T8 841 25w Lamp | 25 | 2500 | 4100 | Fluorescent | 100 | Omnidirectional | n/a | Meets Lumen Maintenance requirements 20000 hours for Tier 2 | 50000 | 36000 | 85 | n/a | n/a | n/a | n/a | n/a |  | 8/1/2013
Tier 2 | Orion Energy Systems | ArmorLite | 72131AL | GE T8 850 25w Lamp | 25 | 2500 | 5000 | Fluorescent | 100 | Omnidirectional | n/a | Meets Lumen Maintenance requirements 20000 hours for Tier 2 | 50000 | 36000 | 80 | n/a | n/a | n/a | n/a | n/a |  | 8/1/2013
Tier 0 | Orion Energy Systems | ArmorLite | 72867AL | GE T8 850 28 Watt Lamp | 28 | 2625 | 5000 | Fluorescent | 93.75 | Omnidirectional | n/a | Meets Lumen Maintenance requirements 9600 hours for Tier 0 | 36000 | 24000 | 80 | n/a | n/a | n/a | n/a | n/a |  | Prior to 11/2011
Tier 1 | Orion Energy Systems | ECO-LUMEN | 18041 | ORION F32 T8 / 841 | 32 | 3100 | 4100 | Fluorescent | 96.875 | Omnidirectional | n/a | Meets Lumen Maintenance requirements 14400 hours for Tier 1 | 36000 | 36000 | 82 | n/a | n/a | n/a | n/a | n/a |  | 8/1/2013
Tier 1 | Orion Energy Systems | ECO-LUMEN | 18050 | ORION F32 T8 / 850 | 32 | 3100 | 5000 | Fluorescent | 96.875 | Omnidirectional | n/a | Meets Lumen Maintenance requirements 14400 hours for Tier 1 | 36000 | 36000 | 85 | n/a | n/a | n/a | n/a | n/a |  | 8/1/2013
Tier 0 | OSRAM SYLVANIA | Octron | 22143 | FO32/850/ECO | 32 | 2950 | 5000 | Fluorescent | 92.1875 | Omnidirectional | n/a | Meets Lumen Maintenance requirements 9600 hours for Tier 0 | 30000 | 24000 | 80 | n/a | n/a | n/a | n/a | n/a |  | Prior to 11/2011
Tier 0 | OSRAM SYLVANIA | Octron XP | 22026 | FO32/850/XP/ECO3 | 32 | 3000 | 5000 | Fluorescent | 93.75 | Omnidirectional | n/a | Meets Lumen Maintenance requirements 9600 hours for Tier 0 | 40000 | 24000 | 85 | n/a | n/a | n/a | n/a | n/a |  | 7/2/2012
Tier 1 | OSRAM SYLVANIA | OCTRON XP PLUS SUPERSAVER | 22483 | FO28/835/XPPLUS/SS/ECO3 | 28 | 2675 | 3500 | Fluorescent | 95.5357 | Omnidirectional | n/a | Meets Lumen Maintenance requirements 14400 hours for Tier 1 | 46000 | 24000 | 85 | n/a | n/a | n/a | n/a | n/a |  | 9/3/2013
Tier 1 | OSRAM SYLVANIA | OCTRON XP PLUS SUPERSAVER | 22484 | FO28/841/XPPLUS/SS/ECO3 | 28 | 2675 | 4100 | Fluorescent | 95.5357 | Omnidirectional | n/a | Meets Lumen Maintenance requirements 14400 hours for Tier 1 | 46000 | 24000 | 85 | n/a | n/a | n/a | n/a | n/a |  | 9/3/2013
Tier 1 | OSRAM SYLVANIA | OCTRON XP PLUS SUPERSAVER | 22485 | FO28/850/XPPLUS/SS/ECO3 | 28 | 2675 | 5000 | Fluorescent | 95.5357 | Omnidirectional | n/a | Meets Lumen Maintenance requirements 14400 hours for Tier 1 | 46000 | 24000 | 81 | n/a | n/a | n/a | n/a | n/a |  | 9/3/2013
Tier 1 | OSRAM SYLVANIA | Octron XP Supersaver | 22177 | FO28/830XP/SS/ECO3 | 28 | 2725 | 3000 | Fluorescent | 97.3214 | Omnidirectional | n/a | Meets Lumen Maintenance requirements 14400 hours for Tier 1 | 40000 | 24000 | 85 | n/a | n/a | n/a | n/a | n/a |  | 9/3/2013
Tier 1 | OSRAM SYLVANIA | Octron XP Supersaver | 22178 | FO28/835XP/SS/ECO3 | 28 | 2725 | 3500 | Fluorescent | 97.3214 | Omnidirectional | n/a | Meets Lumen Maintenance requirements 14400 hours for Tier 1 | 40000 | 24000 | 85 | n/a | n/a | n/a | n/a | n/a |  | 9/3/2013
Tier 1 | OSRAM SYLVANIA | Octron XP Supersaver | 22179 | FO28/841XP/SS/ECO3 | 28 | 2725 | 4100 | Fluorescent | 97.3214 | Omnidirectional | n/a | Meets Lumen Maintenance requirements 14400 hours for Tier 1 | 40000 | 24000 | 85 | n/a | n/a | n/a | n/a | n/a |  | 9/3/2013
Tier 0 | OSRAM SYLVANIA | Octron XP Supersaver | 22184 | FO28/850XP/SS/ECO3 | 28 | 2600 | 5000 | Fluorescent | 92.8571 | Omnidirectional | n/a | Meets Lumen Maintenance requirements 9600 hours for Tier 0 | 40000 | 24000 | 80 | n/a | n/a | n/a | n/a | n/a |  | 9/3/2013
Tier 1 | OSRAM SYLVANIA | Octron XP Supersaver | 22232 | F032/25W/830XP/SS/ECO3 | 25 | 2475 | 3000 | Fluorescent | 99 | Omnidirectional | n/a | Meets Lumen Maintenance requirements 14400 hours for Tier 1 | 40000 | 24000 | 85 | n/a | n/a | n/a | n/a | n/a |  | 9/3/2013
Tier 1 | OSRAM SYLVANIA | Octron XP Supersaver | 22233 | F032/25W/835XP/SS/ECO3 | 25 | 2475 | 3500 | Fluorescent | 99 | Omnidirectional | n/a | Meets Lumen Maintenance requirements 14400 hours for Tier 1 | 40000 | 24000 | 85 | n/a | n/a | n/a | n/a | n/a |  | 9/3/2013
Tier 1 | OSRAM SYLVANIA | Octron XP Supersaver | 22234 | F032/25W/841XP/SS/ECO3 | 25 | 2475 | 4100 | Fluorescent | 99 | Omnidirectional | n/a | Meets Lumen Maintenance requirements 14400 hours for Tier 1 | 40000 | 24000 | 85 | n/a | n/a | n/a | n/a | n/a |  | 9/3/2013
Tier 1 | OSRAM SYLVANIA | Octron XP Supersaver | 22235 | F032/25W/850XP/SS/ECO3 | 25 | 2400 | 5000 | Fluorescent | 96 | Omnidirectional | n/a | Meets Lumen Maintenance requirements 14400 hours for Tier 1 | 40000 | 24000 | 80 | n/a | n/a | n/a | n/a | n/a |  | 9/3/2013
Tier 0 | OSRAM SYLVANIA | Octron XP XL | 22002 | FO32/850/XP/XL/ECO3 | 32 | 2950 | 5000 | Fluorescent | 92.1875 | Omnidirectional | n/a | Meets Lumen Maintenance requirements 9600 hours for Tier 0 | 60000 | 36000 | 81 | n/a | n/a | n/a | n/a | n/a |  | 7/2/2012
Tier 0 | OSRAM SYLVANIA | Octron XP XL Supersaver | 21528 | F028/800XP/XL/SS/ECO3 | 28 | 2600 | 3000 | Fluorescent | 92.8571 | Omnidirectional | n/a | Meets Lumen Maintenance requirements 9600 hours for Tier 0 | 80000 | 50000 | 85 | n/a | n/a | n/a | n/a | n/a |  | 2013-11-01
Tier 0 | OSRAM SYLVANIA | Octron XP XL Supersaver | 22166 | FO28/835/XP/XL/SS/ECO3 | 28 | 2600 | 3500 | Fluorescent | 92.8571 | Omnidirectional | n/a | Meets Lumen Maintenance requirements 9600 hours for Tier 0 | 80000 | 50000 | 85 | n/a | n/a | n/a | n/a | n/a |  | 9/3/2013
Tier 0 | OSRAM SYLVANIA | Octron XP XL Supersaver | 22167 | FO28/841/XP/XL/SS/ECO3 | 28 | 2600 | 4100 | Fluorescent | 92.8571 | Omnidirectional | n/a | Meets Lumen Maintenance requirements 9600 hours for Tier 0 | 80000 | 50000 | 85 | n/a | n/a | n/a | n/a | n/a |  | 9/3/2013
Tier 1 | OSRAM SYLVANIA | Octron XP XL Supersaver | 22222 | FO32/25W/835/XP/XL/SS/ECO3 | 25 | 2400 | 3500 | Fluorescent | 96 | Omnidirectional | n/a | Meets Lumen Maintenance requirements 14400 hours for Tier 1 | 80000 | 50000 | 85 | n/a | n/a | n/a | n/a | n/a |  | 9/3/2013
Tier 1 | OSRAM SYLVANIA | Octron XP XL Supersaver | 22223 | FO32/25W/841/XP/XL/SS/ECO3 | 25 | 2400 | 4100 | Fluorescent | 96 | Omnidirectional | n/a | Meets Lumen Maintenance requirements 14400 hours for Tier 1 | 80000 | 50000 | 85 | n/a | n/a | n/a | n/a | n/a |  | 9/3/2013
Tier 0 | OSRAM SYLVANIA | Octron XP XL Supersaver | 22326 | FO28/850/XP/XL/SS/ECO3 | 28 | 2600 | 5000 | Fluorescent | 92.8571 | Omnidirectional | n/a | Meets Lumen Maintenance requirements 9600 hours for Tier 0 | 80000 | 50000 | 81 | n/a | n/a | n/a | n/a | n/a |  | 9/3/2013
Tier 1 | OSRAM SYLVANIA | Octron XP XL Supersaver | 22349 | FO32/25W/830/XP/XL/SS/ECO3 | 25 | 2400 | 3000 | Fluorescent | 96 | Omnidirectional | n/a | Meets Lumen Maintenance requirements 14400 hours for Tier 1 | 80000 | 50000 | 85 | n/a | n/a | n/a | n/a | n/a |  | 9/3/2013
Tier 0 | OSRAM SYLVANIA | Octron XPS | 21659 | FO32/865XPS/ECO3 | 32 | 3000 | 6500 | Fluorescent | 93.75 | Omnidirectional | n/a | Meets Lumen Maintenance requirements 9600 hours for Tier 0 | 40000 | 24000 | 81 | n/a | n/a | n/a | n/a | n/a |  | Prior to 11/2011
Tier 1 | OSRAM SYLVANIA | Octron XPS | 21660 | FO32/850XPS/ECO3 | 32 | 3100 | 5000 | Fluorescent | 96.875 | Omnidirectional | n/a | Meets Lumen Maintenance requirements 14400 hours for Tier 1 | 40000 | 24000 | 81 | n/a | n/a | n/a | n/a | n/a |  | Prior to 11/2011
Tier 1 | OSRAM SYLVANIA | Octron XPS | 21680 | FO32/830/XPS/ECO3 | 32 | 3100 | 3000 | Fluorescent | 96.875 | Omnidirectional | n/a | Meets Lumen Maintenance requirements 14400 hours for Tier 1 | 40000 | 24000 | 85 | n/a | n/a | n/a | n/a | n/a |  | Prior to 11/2011
Tier 1 | OSRAM SYLVANIA | Octron XPS | 21681 | FO32/841/XPS/ECO3 | 32 | 3100 | 4100 | Fluorescent | 96.875 | Omnidirectional | n/a | Meets Lumen Maintenance requirements 14400 hours for Tier 1 | 40000 | 24000 | 85 | n/a | n/a | n/a | n/a | n/a |  | Prior to 11/2011
Tier 1 | OSRAM SYLVANIA | Octron XPS | 21697 | FO32/835/XPS/ECO3 | 32 | 3100 | 3500 | Fluorescent | 96.875 | Omnidirectional | n/a | Meets Lumen Maintenance requirements 14400 hours for Tier 1 | 40000 | 24000 | 85 | n/a | n/a | n/a | n/a | n/a |  | Prior to 11/2011
Tier 1 | OSRAM SYLVANIA | Octron XPS | 28027 | FO32/850/XPS/ECO3 | 32 | 3100 | 5000 | Fluorescent | 96.875 | Omnidirectional | n/a | Meets Lumen Maintenance requirements 14400 hours for Tier 1 | 40000 | 24000 | 81 | n/a | n/a | n/a | n/a | n/a |  | 11/3/2014
Tier 1 | OSRAM SYLVANIA | Octron XPS SL | 22389 | FO32/850/XPS/ECO3/SL | 32 | 3038 | 5000 | Fluorescent | 94.9375 | Omnidirectional | n/a | Meets Lumen Maintenance requirements 14400 hours for Tier 1 | 40000 | 24000 | 81 | n/a | n/a | n/a | n/a | n/a |  | 5/1/2013
Tier 0 | OSRAM SYLVANIA | Octron XV Supersaver | 21420 | FO28/835/XV/SS/ECO | 28 | 2600 | 3500 | Fluorescent | 92.8571 | Omnidirectional | n/a | Meets Lumen Maintenance requirements 9600 hours for Tier 0 | 40000 | 24000 | 83 | n/a | n/a | n/a | n/a | n/a |  | 12/1/2011
Tier 0 | OSRAM SYLVANIA | Octron XV Supersaver | 21421 | FO28/841/XV/SS/ECO | 28 | 2600 | 4100 | Fluorescent | 92.8571 | Omnidirectional | n/a | Meets Lumen Maintenance requirements 9600 hours for Tier 0 | 40000 | 24000 | 83 | n/a | n/a | n/a | n/a | n/a |  | 12/1/2011
Tier 0 | OSRAM SYLVANIA | Octron XV Supersaver | 21422 | FO28/850/XV/SS/ECO | 28 | 2600 | 5000 | Fluorescent | 92.8571 | Omnidirectional | n/a | Meets Lumen Maintenance requirements 9600 hours for Tier 0 | 40000 | 24000 | 81 | n/a | n/a | n/a | n/a | n/a |  | 12/1/2011
Tier 0 | OSRAM SYLVANIA | Octron XV Supersaver | 21429 | FO28/830/XV/SS/ECO | 28 | 2600 | 3000 | Fluorescent | 92.8571 | Omnidirectional | n/a | Meets Lumen Maintenance requirements 9600 hours for Tier 0 | 40000 | 24000 | 83 | n/a | n/a | n/a | n/a | n/a |  | 2/1/2012
Tier 1 | OSRAM SYLVANIA | Octron XV Supersaver | 22449 | FO32/25W/835/XV/SS/ECO | 25 | 2400 | 3500 | Fluorescent | 96 | Omnidirectional | n/a | Meets Lumen Maintenance requirements 14400 hours for Tier 1 | 40000 | 24000 | 83 | n/a | n/a | n/a | n/a | n/a |  | Prior to 11/2011
Tier 1 | OSRAM SYLVANIA | Octron XV Supersaver | 22450 | FO32/25W/841/XV/SS/ECO | 25 | 2400 | 4100 | Fluorescent | 96 | Omnidirectional | n/a | Meets Lumen Maintenance requirements 14400 hours for Tier 1 | 40000 | 24000 | 83 | n/a | n/a | n/a | n/a | n/a |  | Prior to 11/2011
Tier 1 | OSRAM SYLVANIA | Octron XV Supersaver | 22451 | FO32/25W/850/XV/SS/ECO | 25 | 2400 | 5000 | Fluorescent | 96 | Omnidirectional | n/a | Meets Lumen Maintenance requirements 14400 hours for Tier 1 | 40000 | 24000 | 81 | n/a | n/a | n/a | n/a | n/a |  | Prior to 11/2011
Tier 1 | OSRAM SYLVANIA | Octron XV Supersaver | 22454 | FO32/25W/830/XV/SS/ECO | 25 | 2400 | 3000 | Fluorescent | 96 | Omnidirectional | n/a | Meets Lumen Maintenance requirements 14400 hours for Tier 1 | 40000 | 24000 | 83 | n/a | n/a | n/a | n/a | n/a |  | 4/2/2012
Tier 1 | OSRAM SYLVANIA | Safeline | 21948 | FO28/841/XP/SS/ECO/SL | 28 | 2670 | 4100 | Fluorescent | 95.3571 | Omnidirectional | n/a | Meets Lumen Maintenance requirements 14400 hours for Tier 1 | 40000 | 24000 | 85 | n/a | n/a | n/a | n/a | n/a |  | Prior to 11/2011
Tier 2 | OSRAM SYLVANIA | SUBSTITUBE IPS LED T8 | 75084 | LED12T8/L48/F/830/SUB/G5 | 12 | 1566.5 | 2958 | LED | 109.23 | Directional | 150 | Meets Lumen Maintenance requirements 20000 hours for Tier 2 | 50000 | 50000 | 81 | 150 | Diffuse | No | n/a | n/a | http://assets.sylvania.com/assets/Documents/LED465.d4a378b6-879b-4ff9-b2a0-0a89b472b554.pdf | 2015-09-01
Tier 2 | OSRAM SYLVANIA | SUBSTITUBE IPS LED T8 | 75085 | LED12T8/L48/F/835/SUB/G5 | 12 | 1552.7 | 3366 | LED | 107.67 | Directional | 150 | Meets Lumen Maintenance requirements 20000 hours for Tier 2 | 50000 | 50000 | 82 | 150 | Diffuse | No | n/a | n/a | http://assets.sylvania.com/assets/Documents/LED465.d4a378b6-879b-4ff9-b2a0-0a89b472b554.pdf | 2015-09-01
Tier 2 | OSRAM SYLVANIA | SUBSTITUBE IPS LED T8 | 75086 | LED12T8/L48/F/841/SUB/G5 | 12 | 1533.8 | 3809 | LED | 105.15 | Directional | 150 | Meets Lumen Maintenance requirements 20000 hours for Tier 2 | 50000 | 50000 | 82 | 150 | Diffuse | No | n/a | n/a | http://assets.sylvania.com/assets/Documents/LED465.d4a378b6-879b-4ff9-b2a0-0a89b472b554.pdf | 2015-09-01
Tier 2 | OSRAM SYLVANIA | SUBSTITUBE IPS LED T8 | 75087 | LED12T8/L48/F/850/SUB/G5 | 12 | 1534.7 | 4944 | LED | 105.94 | Directional | 150 | Meets Lumen Maintenance requirements 20000 hours for Tier 2 | 50000 | 50000 | 82 | 150 | Diffuse | No | n/a | n/a | http://assets.sylvania.com/assets/Documents/LED465.d4a378b6-879b-4ff9-b2a0-0a89b472b554.pdf | 2015-09-01
Tier 2 | OSRAM SYLVANIA | SUBSTITUBE IPS LED T8 | 75181 | LED15T8/L48/F/830/SUB/G5 | 15 | 2313.4 | 3106 | LED | 125.74 | Directional | 150 | Meets Lumen Maintenance requirements 20000 hours for Tier 2 | 50000 | 50000 | 83 | 150 | Diffuse | No | n/a | n/a | http://assets.sylvania.com/assets/Documents/LED465.d4a378b6-879b-4ff9-b2a0-0a89b472b554.pdf | 2015-09-01
Tier 2 | OSRAM SYLVANIA | SUBSTITUBE IPS LED T8 | 75182 | LED15T8/L48/F/835/SUB/G5 | 15 | 2391 | 3481 | LED | 128.56 | Directional | 150 | Meets Lumen Maintenance requirements 20000 hours for Tier 2 | 50000 | 50000 | 84 | 150 | Diffuse | No | n/a | n/a | http://assets.sylvania.com/assets/Documents/LED465.d4a378b6-879b-4ff9-b2a0-0a89b472b554.pdf | 2015-09-01
Tier 2 | OSRAM SYLVANIA | SUBSTITUBE IPS LED T8 | 75183 | LED15T8/L48/F/841/SUB/G5 | 15 | 2293.4 | 3858 | LED | 123.46 | Directional | 150 | Meets Lumen Maintenance requirements 20000 hours for Tier 2 | 50000 | 50000 | 84 | 150 | Diffuse | No | n/a | n/a | http://assets.sylvania.com/assets/Documents/LED465.d4a378b6-879b-4ff9-b2a0-0a89b472b554.pdf | 2015-09-01
Tier 2 | OSRAM SYLVANIA | SUBSTITUBE IPS LED T8 | 75184 | LED15T8/L48/F/850/SUB/G5 | 15 | 2284.9 | 5078 | LED | 124.1 | Directional | 150 | Meets Lumen Maintenance requirements 20000 hours for Tier 2 | 50000 | 50000 | 84 | 150 | Diffuse | No | n/a | n/a | http://assets.sylvania.com/assets/Documents/LED465.d4a378b6-879b-4ff9-b2a0-0a89b472b554.pdf | 2015-09-01
Tier 1 | P.Q.L, Inc. | Superior Life® | 72601 | F32T8/835 | 32 | 3100 | 3500 | Fluorescent | 97 | Omnidirectional | n/a | Meets Lumen Maintenance requirements 14400 hours for Tier 1 | 36000 | 24000 | 85 | n/a | n/a | n/a | n/a | n/a | http://www.pqlighting.com/productdetails.cfm?i=72601 | 2015-12-01
Tier 1 | P.Q.L, Inc. | Superior Life® | 72607 | F32T8/841 | 32 | 3100 | 4100 | Fluorescent | 97 | Omnidirectional | n/a | Meets Lumen Maintenance requirements 14400 hours for Tier 1 | 36000 | 24000 | 85 | n/a | n/a | n/a | n/a | n/a | http://www.pqlighting.com/productdetails.cfm?i=72607 | 2015-12-01
Tier 1 | P.Q.L., Inc. | Sky Brite | 91622 | F28T8/Sky-Brite Plus | 28 | 2725 | 5000 | Fluorescent | 97.3214 | Omnidirectional | n/a | Meets Lumen Maintenance requirements 14400 hours for Tier 1 | 36000 | 24000 | 85 | n/a | n/a | Yes | 3% | http://www.gelighting.com/LightingWeb/na/images/63496_GE_Dimming_Ballasts_Brochure_tcm201-21101.pdf | http://www.pqlighting.com/documents/LinearT8.pdf | Prior to 11/2011
Tier 1 | P.Q.L., Inc. | Sky Brite | 91732 | F32/SKY-BRITE PLUS/25W | 25 | 2500 | 5000 | Fluorescent | 100 | Omnidirectional | n/a | Meets Lumen Maintenance requirements 14400 hours for Tier 1 | 36000 | 24000 | 85 | n/a | n/a | Yes | 5% | https://assets.sylvania.com/assets/Documents/ECS455.51f7926d-5a54-472a-8ae8-cc47573ec36a.pdf | http://www.pqlighting.com/documents/LinearT8.pdf | Prior to 11/2011
Tier 1 | P.Q.L., Inc. | Superior Life | 72621 | F28T8/841 | 28 | 2970 | 4100 | Fluorescent | 106.0714 | Omnidirectional | n/a | Meets Lumen Maintenance requirements 14400 hours for Tier 1 | 36000 | 24000 | 86 | n/a | n/a | n/a | n/a | n/a |  | 8/30/2012
Tier 1 | P.Q.L., Inc. | Superior Life | 72622 | F28T8/850 | 28 | 2970 | 5000 | Fluorescent | 106.0714 | Omnidirectional | n/a | Meets Lumen Maintenance requirements 14400 hours for Tier 1 | 36000 | 24000 | 86 | n/a | n/a | n/a | n/a | n/a |  | 5/1/2012
Tier 1 | P.Q.L., Inc. | Superior Life | 72732 | F32T8/850 25W | 25 | 2500 | 5000 | Fluorescent | 100 | Omnidirectional | n/a | Meets Lumen Maintenance requirements 14400 hours for Tier 1 | 36000 | 24000 | 85 | n/a | n/a | n/a | n/a | n/a |  | 5/1/2012
Tier 1 | P.Q.L., Inc. | Superior Life | 91620 | F28T8/835 - SUPERIOR LIFE | 28 | 2725 | 3500 | Fluorescent | 97.3214 | Omnidirectional | n/a | Meets Lumen Maintenance requirements 14400 hours for Tier 1 | 36000 | 24000 | 85 | n/a | n/a | Yes | 3% | http://www.gelighting.com/LightingWeb/na/images/63496_GE_Dimming_Ballasts_Brochure_tcm201-21101.pdf | http://www.pqlighting.com/documents/LinearT8.pdf | Prior to 11/2011
Tier 1 | P.Q.L., Inc. | Superior Life | 91621 | F28T8/841 - SUPERIOR LIFE | 28 | 2725 | 4100 | Fluorescent | 97.3214 | Omnidirectional | n/a | Meets Lumen Maintenance requirements 14400 hours for Tier 1 | 36000 | 24000 | 85 | n/a | n/a | Yes | 3% | http://www.gelighting.com/LightingWeb/na/images/63496_GE_Dimming_Ballasts_Brochure_tcm201-21101.pdf | http://www.pqlighting.com/documents/LinearT8.pdf | Prior to 11/2011
Tier 1 | P.Q.L., Inc. | Superior Life | 91729 | F32T8/835/25W - SUPERIOR LIFE | 25 | 2500 | 3500 | Fluorescent | 100 | Omnidirectional | n/a | Meets Lumen Maintenance requirements 14400 hours for Tier 1 | 36000 | 24000 | 85 | n/a | n/a | Yes | 5% | https://assets.sylvania.com/assets/Documents/ECS455.51f7926d-5a54-472a-8ae8-cc47573ec36a.pdf | http://www.pqlighting.com/documents/LinearT8.pdf | Prior to 11/2011
Tier 1 | P.Q.L., Inc. | Superior Life | 91730 | F32T8/841/25W - SUPERIOR LIFE | 25 | 2500 | 4100 | Fluorescent | 100 | Omnidirectional | n/a | Meets Lumen Maintenance requirements 14400 hours for Tier 1 | 36000 | 24000 | 85 | n/a | n/a | Yes | 5% | https://assets.sylvania.com/assets/Documents/ECS455.51f7926d-5a54-472a-8ae8-cc47573ec36a.pdf | http://www.pqlighting.com/documents/LinearT8.pdf | Prior to 11/2011
Tier 1 | P.Q.L., Inc. | SuperiorLife - HiLum | 72613 | F32T8/850 | 32 | 3100 | 5000 | Fluorescent | 96.875 | Omnidirectional | n/a | Meets Lumen Maintenance requirements 14400 hours for Tier 1 | 36000 | 24000 | 85 | n/a | n/a | n/a | n/a | n/a |  | 1/2/2015
Tier 0 | P.Q.L., Inc. | SuperiorLife - HiLum | 72614 | F32T8/865 | 32 | 3100 | 6500 | Fluorescent | 96.875 | Omnidirectional | n/a | Meets Lumen Maintenance requirements 9600 hours for Tier 0 | 24000 | 24000 | 85 | n/a | n/a | n/a | n/a | n/a |  | 1/2/2015
Tier 1 | P.Q.L., Inc. | SuperiorLife - HiLum | 82614 | F32T8/865 - Superior Life | 32 | 3100 | 6500 | Fluorescent | 96.875 | Omnidirectional | n/a | Meets Lumen Maintenance requirements 14400 hours for Tier 1 | 36000 | 24000 | 85 | n/a | n/a | Yes | 5% | https://assets.sylvania.com/assets/Documents/ECS455.51f7926d-5a54-472a-8ae8-cc47573ec36a.pdf | http://www.pqlighting.com/documents/LinearT8.pdf | Prior to 11/2011
Tier 0 | P.Q.L., Inc. | SuperiorLife - HiLum | 91595 | F32T8/830 Hi Lumen | 32 | 3100 | 3000 | Fluorescent | 96.875 | Omnidirectional | n/a | Meets Lumen Maintenance requirements 9600 hours for Tier 0 | 24000 | 24000 | 85 | n/a | n/a | Yes | 5% | https://assets.sylvania.com/assets/Documents/ECS455.51f7926d-5a54-472a-8ae8-cc47573ec36a.pdf | http://www.pqlighting.com/documents/LinearT8.pdf | 1/2/2015
Tier 0 | P.Q.L., Inc. | SuperiorLife - HiLum | 91601 | F32T8/835 - SUPERIOR LIFE® | 32 | 3100 | 3500 | Fluorescent | 96.875 | Omnidirectional | n/a | Meets Lumen Maintenance requirements 9600 hours for Tier 0 | 24000 | 24000 | 85 | n/a | n/a | n/a | n/a | n/a |  | 6/1/2015
Tier 0 | P.Q.L., Inc. | SuperiorLife - HiLum | 91607 | F32T8/841 - SUPERIOR LIFE® | 32 | 3100 | 4100 | Fluorescent | 96.875 | Omnidirectional | n/a | Meets Lumen Maintenance requirements 9600 hours for Tier 0 | 24000 | 24000 | 85 | n/a | n/a | n/a | n/a | n/a |  | 6/1/2015
Tier 1 | P.Q.L., Inc. | SuperiorLife - HiLum | 91610 | F32T8/835 - Hi Lumen | 32 | 3100 | 3500 | Fluorescent | 96.875 | Omnidirectional | n/a | Meets Lumen Maintenance requirements 14400 hours for Tier 1 | 36000 | 30000 | 85 | n/a | n/a | n/a | n/a | n/a |  | 1/2/2015
Tier 1 | P.Q.L., Inc. | SuperiorLife - HiLum | 91611 | F32T8/841/Hi Lumen - Superior Life | 32 | 3100 | 4100 | Fluorescent | 96.875 | Omnidirectional | n/a | Meets Lumen Maintenance requirements 14400 hours for Tier 1 | 36000 | 30000 | 85 | n/a | n/a | n/a | n/a | n/a |  | 1/2/2015
Tier 1 | P.Q.L., Inc. | SuperiorLife - HiLum | 91612 | F32T8/Sky-Brite Plus Hi Lumen | 32 | 3100 | 5000 | Fluorescent | 96.875 | Omnidirectional | n/a | Meets Lumen Maintenance requirements 14400 hours for Tier 1 | 36000 | 30000 | 85 | n/a | n/a | n/a | n/a | n/a |  | 1/2/2015
Tier 1 | P.Q.L., Inc. | SuperiorLife - HiLum | 91613 | F32T8/Sky-Brite Plus® Hi Lumen | 32 | 3100 | 5000 | Fluorescent | 96.875 | Omnidirectional | n/a | Meets Lumen Maintenance requirements 14400 hours for Tier 1 | 36000 | 30000 | 85 | n/a | n/a | Yes | 5% | https://assets.sylvania.com/assets/Documents/ECS455.51f7926d-5a54-472a-8ae8-cc47573ec36a.pdf | http://www.pqlighting.com/documents/LinearT8.pdf | Prior to 11/2011
Tier 0 | P.Q.L., Inc. | SuperiorLife - HiLum | 91615 | F32T8/VITA-BRITE | 32 | 3100 | 5400 | Fluorescent | 96.875 | Omnidirectional | n/a | Meets Lumen Maintenance requirements 9600 hours for Tier 0 | 24000 | 24000 | 88 | n/a | n/a | Yes | 5% | https://assets.sylvania.com/assets/Documents/ECS455.51f7926d-5a54-472a-8ae8-cc47573ec36a.pdf | http://www.pqlighting.com/documents/LinearT8.pdf | Prior to 11/2011
Tier 0 | P.Q.L., Inc. | SuperiorLife - HiLum | 91613-HL | F32T8/850 Hi Lumen | 32 | 3100 | 5000 | Fluorescent | 96.875 | Omnidirectional | n/a | Meets Lumen Maintenance requirements 9600 hours for Tier 0 | 24000 | 24000 | 85 | n/a | n/a | n/a | n/a | n/a |  | 1/2/2015
Tier 0 | Philips Lighting North America Corporation | Alto Advantage | 28080-0 | F32T8/ADV830/ALTO | 32 | 3100 | 3000 | Fluorescent | 96.875 | Omnidirectional | n/a | Meets Lumen Maintenance requirements 9600 hours for Tier 0 | 30000 | 24000 | 85 | n/a | n/a | n/a | n/a | n/a |  | 11/2/2015
Tier 0 | Philips Lighting North America Corporation | Alto Advantage | 28081-8 | F32T8/ADV835/ALTO | 32 | 3100 | 3500 | Fluorescent | 96.875 | Omnidirectional | n/a | Meets Lumen Maintenance requirements 9600 hours for Tier 0 | 30000 | 24000 | 84 | n/a | n/a | n/a | n/a | n/a |  | 11/2/2015
Tier 0 | Philips Lighting North America Corporation | Alto Advantage | 28085-9 | F32T8/ADV841/ALTO | 32 | 3100 | 4100 | Fluorescent | 96.875 | Omnidirectional | n/a | Meets Lumen Maintenance requirements 9600 hours for Tier 0 | 30000 | 24000 | 82 | n/a | n/a | n/a | n/a | n/a |  | 11/2/2015
Tier 0 | Philips Lighting North America Corporation | Alto Advantage | 28089-1 | F32T8/ADV850/ALTO | 32 | 3000 | 5000 | Fluorescent | 93.75 | Omnidirectional | n/a | Meets Lumen Maintenance requirements 9600 hours for Tier 0 | 30000 | 24000 | 82 | n/a | n/a | n/a | n/a | n/a |  | 11/2/2015
Tier 1 | Philips Lighting North America Corporation | Energy Advantage 25 Watt | 280784 | F32T8/ADV841/XEW/ALTO | 25 | 2500 | 4100 | Fluorescent | 100 | Omnidirectional | n/a | Meets Lumen Maintenance requirements 14400 hours for Tier 1 | 38000 | 32000 | 82 | n/a | n/a | n/a | n/a | n/a |  | 11/2/2015
Tier 1 | Philips Lighting North America Corporation | Energy Advantage 25 Watt | 280792 | F32T8/ADV850/XEW/ALTO | 25 | 2400 | 5000 | Fluorescent | 96 | Omnidirectional | n/a | Meets Lumen Maintenance requirements 14400 hours for Tier 1 | 38000 | 32000 | 82 | n/a | n/a | n/a | n/a | n/a |  | 11/2/2015
Tier 1 | Philips Lighting North America Corporation | Energy Advantage 25 Watt | 282046 | F32T8/ADV830/XEW/ALTO | 25 | 2500 | 3000 | Fluorescent | 100 | Omnidirectional | n/a | Meets Lumen Maintenance requirements 14400 hours for Tier 1 | 38000 | 32000 | 85 | n/a | n/a | n/a | n/a | n/a |  | 11/2/2015
Tier 1 | Philips Lighting North America Corporation | Energy Advantage 25 Watt | 282095 | F32T8/ADV835/XEW/ALTO | 25 | 2500 | 3500 | Fluorescent | 100 | Omnidirectional | n/a | Meets Lumen Maintenance requirements 14400 hours for Tier 1 | 38000 | 32000 | 84 | n/a | n/a | n/a | n/a | n/a |  | 11/2/2015
Tier 1 | Philips Lighting North America Corporation | Energy Advantage 28 Watt | 281014 | F32T8/ADV830/EW/ALTO | 28 | 2725 | 3000 | Fluorescent | 97.3214 | Omnidirectional | n/a | Meets Lumen Maintenance requirements 14400 hours for Tier 1 | 38000 | 32000 | 85 | n/a | n/a | n/a | n/a | n/a |  | 11/2/2015
Tier 1 | Philips Lighting North America Corporation | Energy Advantage 28 Watt | 281022 | F32T8/ADV835/EW/ALTO | 28 | 2725 | 3500 | Fluorescent | 97.3214 | Omnidirectional | n/a | Meets Lumen Maintenance requirements 14400 hours for Tier 1 | 38000 | 32000 | 84 | n/a | n/a | n/a | n/a | n/a |  | 11/2/2015
Tier 1 | Philips Lighting North America Corporation | Energy Advantage 28 Watt | 281030 | F32T8/ADV841/EW/ALTO | 28 | 2725 | 4100 | Fluorescent | 97.3214 | Omnidirectional | n/a | Meets Lumen Maintenance requirements 14400 hours for Tier 1 | 38000 | 32000 | 82 | n/a | n/a | n/a | n/a | n/a |  | 11/2/2015
Tier 1 | Philips Lighting North America Corporation | Energy Advantage 28 Watt | 281055 | F32T8/ADV850/EW/ALTO | 28 | 2675 | 5000 | Fluorescent | 95.5357 | Omnidirectional | n/a | Meets Lumen Maintenance requirements 14400 hours for Tier 1 | 38000 | 32000 | 82 | n/a | n/a | n/a | n/a | n/a |  | 11/2/2015
Tier 1 | Philips Lighting North America Corporation | Energy Advantage Extra Long Life | 281212 | F32T8/ADV830/XLL/ALTO | 25 | 2400 | 3000 | Fluorescent | 96 | Omnidirectional | n/a | Meets Lumen Maintenance requirements 14400 hours for Tier 1 | 46000 | 40000 | 85 | n/a | n/a | n/a | n/a | n/a |  | 11/2/2015
Tier 1 | Philips Lighting North America Corporation | Energy Advantage Extra Long Life | 281220 | F32T8/ADV835/XLL/ALTO | 25 | 2400 | 3500 | Fluorescent | 96 | Omnidirectional | n/a | Meets Lumen Maintenance requirements 14400 hours for Tier 1 | 46000 | 40000 | 84 | n/a | n/a | n/a | n/a | n/a |  | 11/2/2015
Tier 1 | Philips Lighting North America Corporation | Energy Advantage Extra Long Life | 281238 | F32T8/ADV841/XLL/ALTO | 25 | 2400 | 4100 | Fluorescent | 96 | Omnidirectional | n/a | Meets Lumen Maintenance requirements 14400 hours for Tier 1 | 46000 | 40000 | 82 | n/a | n/a | n/a | n/a | n/a |  | 11/2/2015
Tier 0 | Philips Lighting North America Corporation | Energy Advantage Extra Long Life | 281253 | F32T8/ADV850/XLL/ALTO | 25 | 2350 | 5000 | Fluorescent | 94 | Omnidirectional | n/a | Meets Lumen Maintenance requirements 9600 hours for Tier 0 | 46000 | 40000 | 82 | n/a | n/a | n/a | n/a | n/a |  | 11/2/2015
Tier 1 | Philips Lighting North America Corporation | Energy Advantage Extra Long Life 28W | 281279 | F32T8/ADV841/XLL/ALTO/28W | 28 | 2675 | 4100 | Fluorescent | 95.5357 | Omnidirectional | n/a | Meets Lumen Maintenance requirements 14400 hours for Tier 1 | 46000 | 40000 | 82 | n/a | n/a | n/a | n/a | n/a |  | 11/2/2015
Tier 0 | Philips Lighting North America Corporation | Energy Advantage Extra Long Life 28W | 281287 | F32T8/ADV850/XLL/ALTO/28W | 28 | 2625 | 5000 | Fluorescent | 93.75 | Omnidirectional | n/a | Meets Lumen Maintenance requirements 9600 hours for Tier 0 | 46000 | 40000 | 82 | n/a | n/a | n/a | n/a | n/a |  | 11/2/2015
Tier 1 | Philips Lighting North America Corporation | Energy Advantage Extra Long Life 28W | 281469 | F32T8/ADV830/XLL/ALTO/28W | 28 | 2675 | 3000 | Fluorescent | 95.5357 | Omnidirectional | n/a | Meets Lumen Maintenance requirements 14400 hours for Tier 1 | 46000 | 40000 | 85 | n/a | n/a | n/a | n/a | n/a |  | 11/2/2015
Tier 1 | Philips Lighting North America Corporation | Energy Advantage Extra Long Life 28W | 281485 | F32T8/ADV835/XLL/ALTO/28W | 28 | 2675 | 3500 | Fluorescent | 95.5357 | Omnidirectional | n/a | Meets Lumen Maintenance requirements 14400 hours for Tier 1 | 46000 | 40000 | 84 | n/a | n/a | n/a | n/a | n/a |  | 11/2/2015
Tier 1 | Philips Lighting North America Corporation | Energy Advantage Twice the Life Lamps 25 W | 43395-2 | F32T8/ADV830/2XL/ALTO 25W | 25 | 2400 | 3000 | Fluorescent | 96 | Omnidirectional | n/a | Meets Lumen Maintenance requirements 14400 hours for Tier 1 | 80000 | 60000 | 85 | n/a | n/a | n/a | n/a | n/a |  | 11/2/2015
Tier 1 | Philips Lighting North America Corporation | Energy Advantage Twice the Life Lamps 25 W | 43396-0 | F32T8/ADV835/2XL/ALTO 25W | 25 | 2400 | 3500 | Fluorescent | 96 | Omnidirectional | n/a | Meets Lumen Maintenance requirements 14400 hours for Tier 1 | 80000 | 60000 | 84 | n/a | n/a | n/a | n/a | n/a |  | 11/2/2015
Tier 1 | Philips Lighting North America Corporation | Energy Advantage Twice the Life Lamps 25 W | 43397-8 | F32T8/ADV841/2XL/ALTO 25W | 25 | 2400 | 4100 | Fluorescent | 96 | Omnidirectional | n/a | Meets Lumen Maintenance requirements 14400 hours for Tier 1 | 80000 | 60000 | 82 | n/a | n/a | n/a | n/a | n/a |  | 11/2/2015
Tier 0 | Philips Lighting North America Corporation | Energy Advantage Twice the Life Lamps 25 W | 43398-6 | F32T8/ADV850/2XL/ALTO 25W | 25 | 2350 | 5000 | Fluorescent | 94 | Omnidirectional | n/a | Meets Lumen Maintenance requirements 9600 hours for Tier 0 | 80000 | 60000 | 82 | n/a | n/a | n/a | n/a | n/a |  | 11/2/2015
Tier 1 | Philips Lighting North America Corporation | Energy Advantage Twice the Life Lamps 28 W | 43401-9 | F32T8/ADV830/2XL/ALTO 28W | 28 | 2650 | 3000 | Fluorescent | 94.6429 | Omnidirectional | n/a | Meets Lumen Maintenance requirements 14400 hours for Tier 1 | 80000 | 60000 | 85 | n/a | n/a | n/a | n/a | n/a |  | 11/2/2015
Tier 1 | Philips Lighting North America Corporation | Energy Advantage Twice the Life Lamps 28 W | 43402-7 | F32T8/ADV835/2XL/ALTO 28W | 28 | 2650 | 3500 | Fluorescent | 94.6429 | Omnidirectional | n/a | Meets Lumen Maintenance requirements 14400 hours for Tier 1 | 80000 | 60000 | 84 | n/a | n/a | n/a | n/a | n/a |  | 11/2/2015
Tier 1 | Philips Lighting North America Corporation | Energy Advantage Twice the Life Lamps 28 W | 43403-5 | F32T8/ADV841/2XL/ALTO 28W | 28 | 2650 | 4100 | Fluorescent | 94.6429 | Omnidirectional | n/a | Meets Lumen Maintenance requirements 14400 hours for Tier 1 | 80000 | 60000 | 82 | n/a | n/a | n/a | n/a | n/a |  | 11/2/2015
Tier 0 | Philips Lighting North America Corporation | Energy Advantage Twice the Life Lamps 28 W | 43404-3 | F32T8/ADV850/2XL/ALTO 28W | 28 | 2600 | 5000 | Fluorescent | 92.8571 | Omnidirectional | n/a | Meets Lumen Maintenance requirements 9600 hours for Tier 0 | 80000 | 60000 | 82 | n/a | n/a | n/a | n/a | n/a |  | 11/2/2015
Tier 0 | Philips Lighting North America Corporation | Essential Line T8 Lamps | 424176 | F32T8/VEA835/EW/ALTO 28WATT | 28 | 2600 | 3500 | Fluorescent | 92.8571 | Omnidirectional | n/a | Meets Lumen Maintenance requirements 9600 hours for Tier 0 | 38000 | 32000 | 82 | n/a | n/a | n/a | n/a | n/a |  | 11/2/2015
Tier 0 | Philips Lighting North America Corporation | Essential Line T8 Lamps | 424218 | F32T8/VEA850/EW/ALTO 28WATT | 28 | 2600 | 5000 | Fluorescent | 92.8571 | Omnidirectional | n/a | Meets Lumen Maintenance requirements 9600 hours for Tier 0 | 38000 | 32000 | 82 | n/a | n/a | n/a | n/a | n/a |  | 11/2/2015
Tier 0 | Philips Lighting North America Corporation | EssentialLine T8 Lamps | 424192 | F32T8/VEA841/EW/ALTO 28WATT | 28 | 2600 | 4100 | Fluorescent | 92.8571 | Omnidirectional | n/a | Meets Lumen Maintenance requirements 9600 hours for Tier 0 | 38000 | 32000 | 82 | n/a | n/a | n/a | n/a | n/a |  | 11/2/2015
Tier 0 | Philips Lighting North America Corporation | EssentialLine T8 Lamps | 424226 | F32T8/VEA850/XEW/ALTO 25WATT | 25 | 2300 | 5000 | Fluorescent | 92 | Omnidirectional | n/a | Meets Lumen Maintenance requirements 9600 hours for Tier 0 | 38000 | 32000 | 82 | n/a | n/a | n/a | n/a | n/a |  | 11/2/2015
Tier 2 | Philips Lighting North America Corporation | InstantFit LEDtube | 12T8/48-3000 IF 10/1 | 9290011239 | 12 | 1500 | 3000 | LED | 125 | Directional | 160 | Meets Lumen Maintenance requirements 20000 hours for Tier 2 | ≥50,000 | 50000 | 82 | 135.7 | Diffuse | n/a | n/a | n/a | www.philips.com/tled | 2015-11-02
Tier 2 | Philips Lighting North America Corporation | InstantFit LEDtube | 12T8/48-3500 IF 10/1 | 9290011240 | 12 | 1500 | 3500 | LED | 125 | Directional | 160 | Meets Lumen Maintenance requirements 20000 hours for Tier 2 | ≥50,000 | 50000 | 82 | 161.6 | Diffuse | n/a | n/a | n/a | www.philips.com/tled | 2015-11-02
Tier 2 | Philips Lighting North America Corporation | InstantFit LEDtube | 12T8/48-4000 IF 10/1 | 9290011241 | 12 | 1600 | 4000 | LED | 133.3333 | Directional | 160 | Meets Lumen Maintenance requirements 20000 hours for Tier 2 | ≥50,000 | 50000 | 82 | 157.9 | Diffuse | n/a | n/a | n/a | www.philips.com/tled | 2015-11-02
Tier 2 | Philips Lighting North America Corporation | InstantFit LEDtube | 12T8/48-5000 IF 10/1 | 9290011242 | 12 | 1650 | 5000 | LED | 137.5 | Directional | 160 | Meets Lumen Maintenance requirements 20000 hours for Tier 2 | ≥50,000 | 50000 | 82 | 159.9 | Diffuse | n/a | n/a | n/a | www.philips.com/tled | 2015-11-02
Tier 2 | Philips Lighting North America Corporation | InstantFit LEDtube | 16.5T8/48-3000 IF 10/1 | 9290002880 | 16.5 | 2000 | 3000 | LED | 121.2121 | Directional | 160 | Meets Lumen Maintenance requirements 20000 hours for Tier 2 | ≥50,000 | 50000 | 82 | 162.4 | Diffuse | n/a | n/a | n/a | www.philips.com/tled | 2015-11-02
Tier 2 | Philips Lighting North America Corporation | InstantFit LEDtube | 16.5T8/48-3500 IF 10/1 | 9290002881 | 16.5 | 2000 | 3500 | LED | 121.2121 | Directional | 160 | Meets Lumen Maintenance requirements 20000 hours for Tier 2 | ≥50,000 | 50000 | 82 | 162.4 | Diffuse | n/a | n/a | n/a | www.philips.com/tled | 2015-11-02
Tier 2 | Philips Lighting North America Corporation | InstantFit LEDtube | 16.5T8/48-4000 IF 10/1 | 9290002882 | 16.5 | 2100 | 4000 | LED | 127.2727 | Directional | 160 | Meets Lumen Maintenance requirements 20000 hours for Tier 2 | ≥50,000 | 50000 | 82 | 160.4 | Diffuse | n/a | n/a | n/a | www.philips.com/tled | 2015-11-02
Tier 2 | Philips Lighting North America Corporation | InstantFit LEDtube | 16.5T8/48-5000 IF 10/1 | 9290002883 | 16.5 | 2150 | 5000 | LED | 130.303 | Directional | 160 | Meets Lumen Maintenance requirements 20000 hours for Tier 2 | ≥50,000 | 50000 | 82 | 162.6 | Diffuse | n/a | n/a | n/a | www.philips.com/tled | 2015-11-02
Tier 1 | Philips Lighting North America Corporation | TuffGuard Coated T8 | 283010 | F32T8/ADV841/XLL/ALTO TG | 25 | 2400 | 4100 | Fluorescent | 96 | Omnidirectional | n/a | Meets Lumen Maintenance requirements 14400 hours for Tier 1 | 46000 | 40000 | 85 | n/a | n/a | n/a | n/a | n/a |  | 11/2/2015
Tier 1 | Philips Lighting North America Corporation | TuffGuard Coated T8 | 283085 | F32T8/ADV841/XEW/ALTO TG 25W | 25 | 2500 | 4100 | Fluorescent | 100 | Omnidirectional | n/a | Meets Lumen Maintenance requirements 14400 hours for Tier 1 | 38000 | 32000 | 85 | n/a | n/a | n/a | n/a | n/a |  | 11/2/2015
Tier 1 | Philips Lighting North America Corporation | TuffGuard Coated T8 | 283127 | F32T8/ADV850/XEW/ALTO TG 25W | 25 | 2400 | 5000 | Fluorescent | 96 | Omnidirectional | n/a | Meets Lumen Maintenance requirements 14400 hours for Tier 1 | 38000 | 32000 | 82 | n/a | n/a | n/a | n/a | n/a |  | 11/2/2015
Tier 1 | Philips Lighting North America Corporation | TuffGuard Coated T8 | 283192 | F32T8/ADV841/EW/ALTO TG 28 W | 28 | 2725 | 4100 | Fluorescent | 97.3214 | Omnidirectional | n/a | Meets Lumen Maintenance requirements 14400 hours for Tier 1 | 38000 | 32000 | 85 | n/a | n/a | n/a | n/a | n/a |  | 11/2/2015
Tier 0 | Philips Lighting North America Corporation | TuffGuard Coated T8 | 28339-0 | F32T8/ADV841/ALTO TG | 32 | 3100 | 4100 | Fluorescent | 96.875 | Omnidirectional | n/a | Meets Lumen Maintenance requirements 9600 hours for Tier 0 | 30000 | 24000 | 85 | n/a | n/a | n/a | n/a | n/a |  | 11/2/2015
Tier 0 | PlusRite | - | 4180 | FL32T8/835/ECO | 32 | 3200 | 3500 | Fluorescent | 100 | Omnidirectional | n/a | Meets Lumen Maintenance requirements 9600 hours for Tier 0 | 24000 | 20000 | 82 | n/a | n/a | n/a | n/a | n/a |  | 4/1/2013
Tier 0 | PlusRite | - | 4181 | FL32T8/841/ECO | 32 | 3200 | 4100 | Fluorescent | 100 | Omnidirectional | n/a | Meets Lumen Maintenance requirements 9600 hours for Tier 0 | 24000 | 20000 | 82 | n/a | n/a | n/a | n/a | n/a |  | 4/1/2013
Tier 0 | PlusRite | - | 4182 | FL32T8/850/ECO | 32 | 3200 | 5000 | Fluorescent | 100 | Omnidirectional | n/a | Meets Lumen Maintenance requirements 9600 hours for Tier 0 | 24000 | 20000 | 82 | n/a | n/a | n/a | n/a | n/a |  | 4/1/2013
Tier 0 | PlusRite | PlusRite | 4191 | FL28T8/835/ES/ECO | 28 | 2700 | 3500 | Fluorescent | 96.4286 | Omnidirectional | n/a | Meets Lumen Maintenance requirements 9600 hours for Tier 0 | 24000 | 20000 | 82 | n/a | n/a | n/a | n/a | n/a |  | 8/1/2013
Tier 0 | PlusRite | PlusRite | 4192 | FL28T8/841/ES/ECO | 28 | 2700 | 4100 | Fluorescent | 96.4286 | Omnidirectional | n/a | Meets Lumen Maintenance requirements 9600 hours for Tier 0 | 24000 | 20000 | 82 | n/a | n/a | n/a | n/a | n/a |  | 8/1/2013
Tier 0 | PlusRite | PlusRite | 4193 | FL28T8/850/ES/ECO | 28 | 2700 | 5000 | Fluorescent | 96.4286 | Omnidirectional | n/a | Meets Lumen Maintenance requirements 9600 hours for Tier 0 | 24000 | 20000 | 82 | n/a | n/a | n/a | n/a | n/a |  | 8/1/2013
Tier 1 | Plusrite | Plusrite | 4194 | FL25T8/841/ES/ECO | 25 | 2450 | 4100 | Fluorescent | 98 | Omnidirectional | n/a | Meets Lumen Maintenance requirements 14400 hours for Tier 1 | 36000 | 36000 | 82 | n/a | n/a | n/a | n/a | n/a | http://www.plusriteusa.com/projects.html | 2015-09-01
Tier 1 | Plusrite | Plusrite | 4195 | FL25T8/850/ES/ECO | 25 | 2400 | 5000 | Fluorescent | 96 | Omnidirectional | n/a | Meets Lumen Maintenance requirements 14400 hours for Tier 1 | 36000 | 36000 | 82 | n/a | n/a | n/a | n/a | n/a | http://www.plusriteusa.com/projects.html | 2015-09-01
Tier 0 | Satco Products, Inc | Satco Hygrade | S8422 | F28T8/830/ES/ENV | 28 | 2755 | 3000 | Fluorescent | 98 | Omnidirectional | n/a | Meets Lumen Maintenance requirements 9600 hours for Tier 0 | 30000 | 24000 | 85 | n/a | n/a | n/a | n/a | n/a | https://www.satco.com/s8422.html | Modified 1/4/2016
Tier 0 | Satco Products, Inc | Satco Hygrade | S8423 | F28T8/835/ES/ENV | 28 | 2755 | 3500 | Fluorescent | 98 | Omnidirectional | n/a | Meets Lumen Maintenance requirements 9600 hours for Tier 0 | 30000 | 24000 | 85 | n/a | n/a | n/a | n/a | n/a | https://www.satco.com/s8423.html | Modified 1/4/2016
Tier 0 | Satco Products, Inc | Satco Hygrade | S8424 | F28T8/841/ES/ENV | 28 | 2755 | 4100 | Fluorescent | 98 | Omnidirectional | n/a | Meets Lumen Maintenance requirements 9600 hours for Tier 0 | 30000 | 24000 | 85 | n/a | n/a | n/a | n/a | n/a | https://www.satco.com/s8424.html | Modified 1/4/2016
Tier 0 | Satco Products, Inc | Satco Hygrade | S8425 | F28T8/850/ES/ENV | 28 | 2775 | 5000 | Fluorescent | 99 | Omnidirectional | n/a | Meets Lumen Maintenance requirements 9600 hours for Tier 0 | 30000 | 24000 | 85 | n/a | n/a | n/a | n/a | n/a | https://www.satco.com/s8425.html | 2015-01-04
Tier 0 | Satco Products, Inc | Satco Hygrade | S8426 | F32T8/830/HL/ENV | 32 | 3100 | 3000 | Fluorescent | 96.875 | Omnidirectional | n/a | Meets Lumen Maintenance requirements 9600 hours for Tier 0 | 30000 | 24000 | 85 | n/a | n/a | n/a | n/a | n/a |  | Modified 11/2013
Tier 0 | Satco Products, Inc | Satco Hygrade | S8427 | F32T8/835/HL/ENV | 32 | 3100 | 3500 | Fluorescent | 96.875 | Omnidirectional | n/a | Meets Lumen Maintenance requirements 9600 hours for Tier 0 | 30000 | 24000 | 85 | n/a | n/a | n/a | n/a | n/a |  | Modified 11/2013
Tier 0 | Satco Products, Inc | Satco Hygrade | S8428 | F32T8/841/HL/ENV | 32 | 3100 | 4100 | Fluorescent | 96.875 | Omnidirectional | n/a | Meets Lumen Maintenance requirements 9600 hours for Tier 0 | 30000 | 24000 | 85 | n/a | n/a | n/a | n/a | n/a |  | Modified 11/2013
Tier 0 | Satco Products, Inc | Satco Hygrade | S8429 | F32T8/850/HL/ENV | 32 | 3100 | 5000 | Fluorescent | 96.875 | Omnidirectional | n/a | Meets Lumen Maintenance requirements 9600 hours for Tier 0 | 30000 | 24000 | 85 | n/a | n/a | n/a | n/a | n/a |  | Modified 12/2013
Tier 0 | Satco Products, Inc | Satco Hygrade | S8430 | F32WT8/865/Hl/ENV | 32 | 3000 | 6500 | Fluorescent | 93.75 | Omnidirectional | n/a | Meets Lumen Maintenance requirements 9600 hours for Tier 0 | 30000 | 24000 | 85 | n/a | n/a | n/a | n/a | n/a |  | Modified 12/2013
Tier 0 | Satco Products, Inc | Satco Hygrade | S8437 | F28T8/865/ES/ENV | 28 | 2680 | 6500 | Fluorescent | 96 | Omnidirectional | n/a | Meets Lumen Maintenance requirements 9600 hours for Tier 0 | 30000 | 24000 | 85 | n/a | n/a | n/a | n/a | n/a | https://www.satco.com/s8437.html | 2015-01-04
Tier 0 | Satco Products, Inc | Satco Hygrade | S8438 | F32/25WT8/830/ES/ENV | 25 | 2400 | 3000 | Fluorescent | 96 | Omnidirectional | n/a | Meets Lumen Maintenance requirements 9600 hours for Tier 0 | 30000 | 24000 | 85 | n/a | n/a | n/a | n/a | n/a |  | Modified 11/2013
Tier 0 | Satco Products, Inc | Satco Hygrade | S8439 | F32/25WT8/835/ES/ENV | 25 | 2400 | 3500 | Fluorescent | 96 | Omnidirectional | n/a | Meets Lumen Maintenance requirements 9600 hours for Tier 0 | 30000 | 24000 | 85 | n/a | n/a | n/a | n/a | n/a |  | Modified 11/2013
Tier 0 | Satco Products, Inc | Satco Hygrade | S8440 | F32/25WT8/841/ES/ENV | 25 | 2400 | 4100 | Fluorescent | 96 | Omnidirectional | n/a | Meets Lumen Maintenance requirements 9600 hours for Tier 0 | 30000 | 24000 | 85 | n/a | n/a | n/a | n/a | n/a |  | Modified 11/2013
Tier 0 | Satco Products, Inc | Satco Hygrade | S8441 | F32/25WT8/850/ES/ENV | 25 | 2375 | 5000 | Fluorescent | 95 | Omnidirectional | n/a | Meets Lumen Maintenance requirements 9600 hours for Tier 0 | 30000 | 24000 | 85 | n/a | n/a | n/a | n/a | n/a |  | Modified 11/2013
Tier 0 | Satco Products, Inc | Satco Hygrade | S8442 | F32/25WT8/865/ES/ENV | 25 | 2300 | 6500 | Fluorescent | 92 | Omnidirectional | n/a | Meets Lumen Maintenance requirements 9600 hours for Tier 0 | 30000 | 24000 | 85 | n/a | n/a | n/a | n/a | n/a |  | Modified 11/2013
Tier 0 | Shat-r-shield, Inc | Clear Safety-Coated Energy Savings | 46533 | F32T8/ADV835/XEW/ALTO/25W | 25 | 2500 | 3500 | Fluorescent | 100 | Omnidirectional | n/a | Meets Lumen Maintenance requirements 9600 hours for Tier 0 | 30000 | 24000 | 85 | n/a | n/a | n/a | n/a | n/a |  | Prior to 11/2011
Tier 0 | Shat-r-shield, Inc | Clear Safety-Coated Energy Savings | 46540 | F32T8/ADV841/EW/ALTO/28W | 28 | 2725 | 4100 | Fluorescent | 97.3214 | Omnidirectional | n/a | Meets Lumen Maintenance requirements 9600 hours for Tier 0 | 30000 | 24000 | 85 | n/a | n/a | n/a | n/a | n/a |  | Prior to 11/2011
Tier 0 | Shat-r-shield, Inc | Clear Safety-Coated Energy Savings | 46556 | F32T8/ADV850/EW/ALTO/28W | 28 | 2675 | 5000 | Fluorescent | 95.5357 | Omnidirectional | n/a | Meets Lumen Maintenance requirements 9600 hours for Tier 0 | 30000 | 24000 | 85 | n/a | n/a | n/a | n/a | n/a |  | Prior to 11/2011
Tier 0 | Shat-r-shield, Inc | Clear Safety-Coated Energy Savings | 46557 | F32T8/ADV850/XEW/ALTO/25W | 25 | 2400 | 5000 | Fluorescent | 96 | Omnidirectional | n/a | Meets Lumen Maintenance requirements 9600 hours for Tier 0 | 30000 | 24000 | 82 | n/a | n/a | n/a | n/a | n/a |  | Prior to 11/2011
Tier 0 | Shat-r-shield, Inc | Clear Safety-Coated Energy Savings | 46618 | F32T8/ADV841/XEW/ALTO/25W | 25 | 2500 | 4100 | Fluorescent | 100 | Omnidirectional | n/a | Meets Lumen Maintenance requirements 9600 hours for Tier 0 | 30000 | 24000 | 85 | n/a | n/a | n/a | n/a | n/a |  | Prior to 11/2011
Tier 1 | Shat-r-shield, Inc | Clear Safety-Coated Energy Savings | 46641 | F32T8 ADV830/XLL/ALTO/25WATT (PK 25) | 25 | 2400 | 3000 | Fluorescent | 96 | Omnidirectional | n/a | Meets Lumen Maintenance requirements 14400 hours for Tier 1 | 40000 | 36000 | 85 | n/a | n/a | n/a | n/a | n/a |  | Prior to 11/2011
Tier 1 | Shat-r-shield, Inc | Clear Safety-Coated Energy Savings | 46642 | F32T8 ADV835/XLL/ALTO/25WATT (PK 25) | 25 | 2400 | 3500 | Fluorescent | 96 | Omnidirectional | n/a | Meets Lumen Maintenance requirements 14400 hours for Tier 1 | 40000 | 36000 | 85 | n/a | n/a | n/a | n/a | n/a |  | Prior to 11/2011
Tier 1 | Shat-r-shield, Inc | Clear Safety-Coated Energy Savings | 46643 | F32T8 ADV841/XLL/ALTO/25WATT (PK 25) | 25 | 2400 | 4100 | Fluorescent | 96 | Omnidirectional | n/a | Meets Lumen Maintenance requirements 14400 hours for Tier 1 | 40000 | 36000 | 85 | n/a | n/a | n/a | n/a | n/a |  | Prior to 11/2011
Tier 0 | Shat-r-shield, Inc | Clear Safety-Coated Energy Savings | 46644 | F32T8 ADV850/XLL/ALTO/25WATT (PK 30) | 25 | 2350 | 5000 | Fluorescent | 94 | Omnidirectional | n/a | Meets Lumen Maintenance requirements 9600 hours for Tier 0 | 40000 | 36000 | 85 | n/a | n/a | n/a | n/a | n/a |  | Prior to 11/2011
Tier 0 | Shat-r-shield, Inc | Clear Safety-Coated Energy Savings | 46645 | F32T8/ADV830/EW/ALTO/28W | 28 | 2725 | 3000 | Fluorescent | 97.3214 | Omnidirectional | n/a | Meets Lumen Maintenance requirements 9600 hours for Tier 0 | 30000 | 24000 | 85 | n/a | n/a | n/a | n/a | n/a |  | Prior to 11/2011
Tier 0 | Shat-r-shield, Inc | Clear Safety-Coated Energy Savings | 46647 | F32T8/ADV835/EW/ALTO/28W | 28 | 2725 | 3500 | Fluorescent | 97.3214 | Omnidirectional | n/a | Meets Lumen Maintenance requirements 9600 hours for Tier 0 | 30000 | 24000 | 85 | n/a | n/a | n/a | n/a | n/a |  | Prior to 11/2011
Tier 1 | Shat-r-shield, Inc | Clear Safety-Coated Energy Savings | 46631S | F32T8/25W/830/XP/SS/ECO3 (PK X 30) | 25 | 2475 | 3000 | Fluorescent | 99 | Omnidirectional | n/a | Meets Lumen Maintenance requirements 14400 hours for Tier 1 | 36000 | 24000 | 85 | n/a | n/a | n/a | n/a | n/a |  | Prior to 11/2011
Tier 1 | Shat-r-shield, Inc | Clear Safety-Coated Energy Savings | 46632S | F32T8/25W/835/XP/SS/ECO3 (PK X 30) | 25 | 2475 | 3500 | Fluorescent | 99 | Omnidirectional | n/a | Meets Lumen Maintenance requirements 14400 hours for Tier 1 | 36000 | 24000 | 85 | n/a | n/a | n/a | n/a | n/a |  | Prior to 11/2011
Tier 1 | Shat-r-shield, Inc | Clear Safety-Coated Energy Savings | 46633S | F32T8/25W/841/XP/SS/ECO3 (PK X 30) | 25 | 2475 | 4100 | Fluorescent | 99 | Omnidirectional | n/a | Meets Lumen Maintenance requirements 14400 hours for Tier 1 | 36000 | 24000 | 85 | n/a | n/a | n/a | n/a | n/a |  | Prior to 11/2011
Tier 1 | Shat-r-shield, Inc | Clear Safety-Coated Energy Savings | 46634S | F32T8/25W/850/XP/SS/ECO3 (PK X 30) | 25 | 2400 | 5000 | Fluorescent | 96 | Omnidirectional | n/a | Meets Lumen Maintenance requirements 14400 hours for Tier 1 | 36000 | 24000 | 80 | n/a | n/a | n/a | n/a | n/a |  | Prior to 11/2011
Tier 0 | Shat-r-shield, Inc | Clear Safety-Coated Energy Savings | 69467S | FO28/850/XP/SS/ECO | 28 | 2600 | 5000 | Fluorescent | 92.8571 | Omnidirectional | n/a | Meets Lumen Maintenance requirements 9600 hours for Tier 0 | 36000 | 24000 | 80 | n/a | n/a | n/a | n/a | n/a |  | Prior to 11/2011
Tier 1 | Shat-r-shield, Inc | Clear Safety-Coated Energy Savings | 69468S | FO28/841/XP/SS/ECO | 28 | 2725 | 4100 | Fluorescent | 97.3214 | Omnidirectional | n/a | Meets Lumen Maintenance requirements 14400 hours for Tier 1 | 36000 | 24000 | 85 | n/a | n/a | n/a | n/a | n/a |  | Prior to 11/2011
Tier 1 | Shat-r-shield, Inc | Clear Safety-Coated Energy Savings | 69545S | FO28/830/XP/SS/ECO | 28 | 2725 | 3000 | Fluorescent | 97.3214 | Omnidirectional | n/a | Meets Lumen Maintenance requirements 14400 hours for Tier 1 | 36000 | 24000 | 85 | n/a | n/a | n/a | n/a | n/a |  | Prior to 11/2011
Tier 1 | Shat-r-shield, Inc | Clear Safety-Coated Energy Savings | 69546S | FO28/835/XP/SS/ECO | 28 | 2725 | 3500 | Fluorescent | 97.3214 | Omnidirectional | n/a | Meets Lumen Maintenance requirements 14400 hours for Tier 1 | 36000 | 24000 | 85 | n/a | n/a | n/a | n/a | n/a |  | Prior to 11/2011
Tier 0 | Shat-r-shield, Inc | Clear Safety-Coated Extended Performance | 46548 | F32T8 ADV841/ALTO | 32 | 3100 | 4100 | Fluorescent | 96.875 | Omnidirectional | n/a | Meets Lumen Maintenance requirements 9600 hours for Tier 0 | 30000 | 24000 | 85 | n/a | n/a | n/a | n/a | n/a |  | Prior to 11/2011
Tier 0 | Shat-r-shield, Inc | Clear Safety-Coated Extended Performance | 46558 | F32T8 ADV850/ALTO | 32 | 3100 | 5000 | Fluorescent | 96.875 | Omnidirectional | n/a | Meets Lumen Maintenance requirements 9600 hours for Tier 0 | 30000 | 24000 | 82 | n/a | n/a | n/a | n/a | n/a |  | Prior to 11/2011
Tier 0 | Shat-r-shield, Inc | Clear Safety-Coated Extended Performance | 46646 | F32T8 ADV835/ALTO | 32 | 3100 | 3500 | Fluorescent | 96.875 | Omnidirectional | n/a | Meets Lumen Maintenance requirements 9600 hours for Tier 0 | 30000 | 24000 | 85 | n/a | n/a | n/a | n/a | n/a |  | Prior to 11/2011
Tier 0 | Shat-r-shield, Inc | Clear Safety-Coated Extended Performance | 46648 | F32T8 ADV830/ALTO | 32 | 3100 | 3000 | Fluorescent | 96.875 | Omnidirectional | n/a | Meets Lumen Maintenance requirements 9600 hours for Tier 0 | 30000 | 24000 | 85 | n/a | n/a | n/a | n/a | n/a |  | Prior to 11/2011
Tier 1 | Shat-r-shield, Inc | Clear Safety-Coated Extended Performance | 46547S | F32T8 830/XPS/ECO | 32 | 3100 | 3000 | Fluorescent | 96.875 | Omnidirectional | n/a | Meets Lumen Maintenance requirements 14400 hours for Tier 1 | 36000 | 24000 | 85 | n/a | n/a | n/a | n/a | n/a |  | Prior to 11/2011
Tier 1 | Shat-r-shield, Inc | Clear Safety-Coated Extended Performance | 46548S | F32T8 841/XPS/ECO | 32 | 3100 | 4100 | Fluorescent | 96.875 | Omnidirectional | n/a | Meets Lumen Maintenance requirements 14400 hours for Tier 1 | 36000 | 24000 | 85 | n/a | n/a | n/a | n/a | n/a |  | Prior to 11/2011
Tier 1 | Shat-r-shield, Inc | Clear Safety-Coated Extended Performance | 46549S | F32T8 835/XPS/ECO | 32 | 3100 | 3500 | Fluorescent | 96.875 | Omnidirectional | n/a | Meets Lumen Maintenance requirements 14400 hours for Tier 1 | 36000 | 24000 | 85 | n/a | n/a | n/a | n/a | n/a |  | Prior to 11/2011
Tier 1 | Shat-r-shield, Inc | Clear Safety-Coated Extended Performance | 46550S | F32T8 850/XPS/ECO | 32 | 3100 | 5000 | Fluorescent | 96.875 | Omnidirectional | n/a | Meets Lumen Maintenance requirements 14400 hours for Tier 1 | 36000 | 24000 | 81 | n/a | n/a | n/a | n/a | n/a |  | Prior to 11/2011
Tier 1 | Shat-r-shield, Inc | Clear Safety-Coated Extended Performance | 46551S | F32T8 865/XPS/ECO | 32 | 3100 | 6500 | Fluorescent | 96.875 | Omnidirectional | n/a | Meets Lumen Maintenance requirements 14400 hours for Tier 1 | 36000 | 24000 | 81 | n/a | n/a | n/a | n/a | n/a |  | Prior to 11/2011
Tier 0 | Shat-r-shield, Inc | Clear Safety-Coated Extended Performance | 46822S | FO32/850/XP/XL/ECO | 32 | 2950 | 5000 | Fluorescent | 92.1875 | Omnidirectional | n/a | Meets Lumen Maintenance requirements 9600 hours for Tier 0 | 40000 | 36000 | 80 | n/a | n/a | n/a | n/a | n/a |  | Prior to 11/2011
Tier 0 | Shat-r-shield, Inc | Clear Safety-Coated Extended Performance | 46823S | FO32/850/ECO | 32 | 2950 | 5000 | Fluorescent | 92.1875 | Omnidirectional | n/a | Meets Lumen Maintenance requirements 9600 hours for Tier 0 | 30000 | 24000 | 80 | n/a | n/a | n/a | n/a | n/a |  | Prior to 11/2011
Tier 0 | Shat-r-shield, Inc | Clear Safety-Coated Extended Performance | 46828S | FO32/850/XP/ECO | 32 | 3000 | 5000 | Fluorescent | 93.75 | Omnidirectional | n/a | Meets Lumen Maintenance requirements 9600 hours for Tier 0 | 36000 | 24000 | 80 | n/a | n/a | n/a | n/a | n/a |  | Prior to 11/2011
Tier 2 | Shenzhen victory lighting Co.,LTD | T8 led tube light | P00001JX1 | WYP718-T8-4ft-13w | 13 | 1647.7 | 5128 | LED | 125.2 | Directional | 120 | Meets Lumen Maintenance requirements 20000 hours for Tier 2 | 50000 | 50000 | 82.7 | 120 | Diffuse | No | n/a | n/a | http://www.alibaba.com/product-detail/DLC-13w-1-2m-4ft-T8_60323927693.html?spm=a2700.7724838.35.1.tchRyb | 2015-10-01
Tier 2 | Shenzhen victory lighting Co.,LTD | T8 led tube light | P00001JX2 | WYP718-T8-4ft-22w | 22 | 2377.8 | 5139 | LED | 113 | Directional | 120 | Meets Lumen Maintenance requirements 20000 hours for Tier 2 | 50000 | 50000 | 82.5 | 120 | Diffuse | No | n/a | n/a | http://www.alibaba.com/product-detail/DLC-22w-1-2m-4ft-T8_60324247865.html?spm=a2700.7724838.35.1.Al0a0f | 2015-10-01
Tier 2 | Shenzhen victory lighting Co.,LTD | T8 led tube light | P00001JX3 | WYP718-T8-4ft-18w | 18 | 2100 | 5000 | LED | 119 | Directional | 120 | Meets Lumen Maintenance requirements 20000 hours for Tier 2 | 50000 | 50000 | 83 | 120 | Diffuse | No | n/a | n/a | http://www.alibaba.com/product-detail/Energy-saving-DLC-18w-1-2m_60323908420.html?spm=a2700.7724838.35.1.rzXG90 | 2015-10-01
Tier 0 | SOLTERRA | F28 T8 | 30110 | T8, 8 Series, 28 Watt | 28 | 2800 | 4100 | Fluorescent | 100 | Omnidirectional | n/a | Meets Lumen Maintenance requirements 9600 hours for Tier 0 | 24000 | 20000 | 82 | n/a | n/a | n/a | n/a | n/a |  | Prior to 11/2011
Tier 0 | SOLTERRA | F32 T8 | 30080 | T8, 800 Series, 32 Watt | 32 | 3100 | 3500 | Fluorescent | 96.875 | Omnidirectional | n/a | Meets Lumen Maintenance requirements 9600 hours for Tier 0 | 24000 | 20000 | 82 | n/a | n/a | n/a | n/a | n/a |  | Prior to 11/2011
Tier 0 | SOLTERRA | F32 T8 | 30090 | T8, 800 Series, 32 Watt | 32 | 3100 | 4100 | Fluorescent | 96.875 | Omnidirectional | n/a | Meets Lumen Maintenance requirements 9600 hours for Tier 0 | 24000 | 20000 | 82 | n/a | n/a | n/a | n/a | n/a |  | Prior to 11/2011
Tier 0 | SOLTERRA | F32 T8 | 30100 | T8, 800 Series, 32 Watt | 32 | 3100 | 5000 | Fluorescent | 96.875 | Omnidirectional | n/a | Meets Lumen Maintenance requirements 9600 hours for Tier 0 | 24000 | 20000 | 82 | n/a | n/a | n/a | n/a | n/a |  | Prior to 11/2011
Tier 0 | Standard Products, Inc. | EARTH SAVER | 57122 | F25T8/841HL/ES/STD | 25 | 2500 | 4100 | Fluorescent | 100 | Omnidirectional | n/a | Meets Lumen Maintenance requirements 9600 hours for Tier 0 | 30000 | 24000 | 85 | n/a | n/a | n/a | n/a | n/a |  | 12/1/2014
Tier 0 | Standard Products, Inc. | EARTH SAVER | 57124 | F25T8/835HL/ES/STD | 25 | 2500 | 3500 | Fluorescent | 100 | Omnidirectional | n/a | Meets Lumen Maintenance requirements 9600 hours for Tier 0 | 30000 | 24000 | 85 | n/a | n/a | n/a | n/a | n/a |  | 12/1/2014
Tier 0 | Standard Products, Inc. | EARTH SAVER | 58635 | F25T8/830HL/ES/STD | 25 | 2500 | 3000 | Fluorescent | 100 | Omnidirectional | n/a | Meets Lumen Maintenance requirements 9600 hours for Tier 0 | 30000 | 24000 | 85 | n/a | n/a | n/a | n/a | n/a |  | 12/1/2014
Tier 0 | Standard Products, Inc. | Earthsaver | 10004 | F32T8/50K/8/RS/G13/STD ESV | 32 | 2950 | 5000 | Fluorescent | 92.1875 | Omnidirectional | n/a | Meets Lumen Maintenance requirements 9600 hours for Tier 0 | 30000 | 24000 | 85 | n/a | n/a | n/a | n/a | n/a |  | Prior to 11/2011
Tier 0 | Standard Products, Inc. | Earthsaver | 51169 | F32T8/65K/8/RS/G13/STD ESV | 32 | 2950 | 6500 | Fluorescent | 92.1875 | Omnidirectional | n/a | Meets Lumen Maintenance requirements 9600 hours for Tier 0 | 30000 | 24000 | 85 | n/a | n/a | n/a | n/a | n/a |  | Prior to 11/2011
Tier 0 | Standard Products, Inc. | Earthsaver | 56616 | F32T8/65K/8/RS/G13/STD SM | 32 | 2950 | 6500 | Fluorescent | 92.1875 | Omnidirectional | n/a | Meets Lumen Maintenance requirements 9600 hours for Tier 0 | 30000 | 24000 | 85 | n/a | n/a | n/a | n/a | n/a |  | 3/1/2013
Tier 1 | Standard Products, Inc. | EarthSaver | 62983 | F32T8/50K/8/RS/G13/STD ESV BULK | 32 | 3050 | 5000 | Fluorescent | 95 | Omnidirectional | n/a | Meets Lumen Maintenance requirements 14400 hours for Tier 1 | 40000 | 24000 | 85 | n/a | n/a | n/a | n/a | n/a | n/a | 2015-03-02
Tier 0 | Standard Products, Inc. | EarthSaver | 62984 | F32T8/65K/8/RS/G13/STD ESV BULK | 32 | 2900 | 6500 | Fluorescent | 91 | Omnidirectional | n/a | Meets Lumen Maintenance requirements 9600 hours for Tier 0 | 40000 | 24000 | 85 | n/a | n/a | n/a | n/a | n/a | n/a | 2015-03-02
Tier 0 | Standard Products, Inc. | Earthsaver Safety Max | 46020 | F32T8/50K/8/RS/G13/STD SM | 32 | 2950 | 5000 | Fluorescent | 92.1875 | Omnidirectional | n/a | Meets Lumen Maintenance requirements 9600 hours for Tier 0 | 30000 | 24000 | 85 | n/a | n/a | n/a | n/a | n/a |  | 8/1/2012
Tier 0 | Standard Products, Inc. | Energy Saver - Long Life | 60856 | F32T8/50K/8/RS/G13/STD ESV LL | 32 | 2950 | 5000 | Fluorescent | 92.1875 | Omnidirectional | n/a | Meets Lumen Maintenance requirements 9600 hours for Tier 0 | 55000 | 30000 | 85 | n/a | n/a | n/a | n/a | n/a |  | 3/1/2013
Tier 0 | Standard Products, Inc. | ES Series | 56505 | F28T8/830HL/ES/STD | 28 | 2725 | 3000 | Fluorescent | 97.3214 | Omnidirectional | n/a | Meets Lumen Maintenance requirements 9600 hours for Tier 0 | 24000 | 18000 | 85 | n/a | n/a | n/a | n/a | n/a |  | 12/1/2014
Tier 0 | Standard Products, Inc. | ES Series | 56506 | F28T8/835HL/ES/STD | 28 | 2725 | 3500 | Fluorescent | 97.3214 | Omnidirectional | n/a | Meets Lumen Maintenance requirements 9600 hours for Tier 0 | 24000 | 18000 | 85 | n/a | n/a | n/a | n/a | n/a |  | 12/1/2014
Tier 0 | Standard Products, Inc. | ES Series | 56507 | F28T8/841HL/ES/STD | 28 | 2725 | 4100 | Fluorescent | 97.3214 | Omnidirectional | n/a | Meets Lumen Maintenance requirements 9600 hours for Tier 0 | 24000 | 18000 | 85 | n/a | n/a | n/a | n/a | n/a |  | 12/1/2014
Tier 0 | Standard Products, Inc. | ES Series | 56508 | F28T8/850HL/ES/STD | 28 | 2725 | 5000 | Fluorescent | 97.3214 | Omnidirectional | n/a | Meets Lumen Maintenance requirements 9600 hours for Tier 0 | 24000 | 18000 | 85 | n/a | n/a | n/a | n/a | n/a |  | 12/1/2014
Tier 0 | Standard Products, Inc. | ES Series | 57122 | F25T8/841HL/ES/STD | 25 | 2400 | 4100 | Fluorescent | 96 | Omnidirectional | n/a | Meets Lumen Maintenance requirements 9600 hours for Tier 0 | 24000 | 20000 | 85 | n/a | n/a | n/a | n/a | n/a |  | 12/1/2014
Tier 0 | Standard Products, Inc. | ES Series | 57124 | F25T8/835HL/ES/STD | 25 | 2400 | 3500 | Fluorescent | 96 | Omnidirectional | n/a | Meets Lumen Maintenance requirements 9600 hours for Tier 0 | 24000 | 20000 | 85 | n/a | n/a | n/a | n/a | n/a |  | 12/1/2014
Tier 0 | Standard Products, Inc. | ES Series | 58635 | F25T8/830HL/ES/STD | 25 | 2400 | 3000 | Fluorescent | 96 | Omnidirectional | n/a | Meets Lumen Maintenance requirements 9600 hours for Tier 0 | 24000 | 20000 | 85 | n/a | n/a | n/a | n/a | n/a |  | 12/1/2014
Tier 0 | Standard Products, Inc. | ES Series Safety Max | 57624 | F28T8/841HL/ES SM | 28 | 2725 | 4100 | Fluorescent | 97.3214 | Omnidirectional | n/a | Meets Lumen Maintenance requirements 9600 hours for Tier 0 | 30000 | 24000 | 85 | n/a | n/a | n/a | n/a | n/a |  | 12/1/2014
Tier 0 | Standard Products, Inc. | ES Series Safety Max | 57681 | F28T8/835/HL/ES/SM | 28 | 2725 | 3500 | Fluorescent | 97.3214 | Omnidirectional | n/a | Meets Lumen Maintenance requirements 9600 hours for Tier 0 | 30000 | 24000 | 85 | n/a | n/a | n/a | n/a | n/a |  | 12/1/2014
Tier 0 | Standard Products, Inc. | ES Series Safety Max | 57768 | F28T8/850/HL/ES/SM | 28 | 2725 | 5000 | Fluorescent | 97.3214 | Omnidirectional | n/a | Meets Lumen Maintenance requirements 9600 hours for Tier 0 | 30000 | 24000 | 85 | n/a | n/a | n/a | n/a | n/a |  | 12/1/2014
Tier 1 | Standard Products, Inc. | LONG LIFE | 60854 | F28T8/41K/8/RS/G13/STD ESV LL | 28 | 2675 | 4100 | Fluorescent | 95.5357 | Omnidirectional | n/a | Meets Lumen Maintenance requirements 14400 hours for Tier 1 | 40000 | 36000 | 85 | n/a | n/a | n/a | n/a | n/a |  | Prior to 11/2011
Tier 1 | Standard Products, Inc. | LONG LIFE | 60855 | F28T8/35K/8/RS/G13/STD ESV LL | 28 | 2675 | 3500 | Fluorescent | 95.5357 | Omnidirectional | n/a | Meets Lumen Maintenance requirements 14400 hours for Tier 1 | 40000 | 36000 | 85 | n/a | n/a | n/a | n/a | n/a |  | Prior to 11/2011
Tier 1 | Standard Products, Inc. | LONG LIFE | 60857 | F28T8/50K/8/RS/G13/STD ESV LL | 28 | 2675 | 5000 | Fluorescent | 95.5357 | Omnidirectional | n/a | Meets Lumen Maintenance requirements 14400 hours for Tier 1 | 40000 | 36000 | 85 | n/a | n/a | n/a | n/a | n/a |  | Prior to 11/2011
Tier 0 | Standard Products, Inc. | T8 - 800 Series | 62515 | F32T8/50K/8/RS/G13/ELUME/BULK | 32 | 2950 | 5000 | Fluorescent | 92.1875 | Omnidirectional | n/a | Meets Lumen Maintenance requirements 9600 hours for Tier 0 | 40000 | 24000 | 85 | n/a | n/a | n/a | n/a | n/a |  | 12/1/2014
Tier 0 | Standard Products, Inc. | T8 - 800 Series | 62516 | F32T8/65K/8/RS/G13/ELUME/BULK | 32 | 2950 | 6500 | Fluorescent | 92.1875 | Omnidirectional | n/a | Meets Lumen Maintenance requirements 9600 hours for Tier 0 | 40000 | 24000 | 85 | n/a | n/a | n/a | n/a | n/a |  | 12/1/2014
Tier 1 | Standard Products, Inc. | XL31 | 10914 | F32T8/830K/XL31/STD | 32 | 3100 | 3000 | Fluorescent | 96.875 | Omnidirectional | n/a | Meets Lumen Maintenance requirements 14400 hours for Tier 1 | 36000 | 24000 | 85 | n/a | n/a | n/a | n/a | n/a |  | 12/1/2014
Tier 1 | Standard Products, Inc. | XL31 | 10915 | F32T8/835K/XL31/STD | 32 | 3100 | 3500 | Fluorescent | 96.875 | Omnidirectional | n/a | Meets Lumen Maintenance requirements 14400 hours for Tier 1 | 36000 | 24000 | 85 | n/a | n/a | n/a | n/a | n/a |  | 12/1/2014
Tier 1 | Standard Products, Inc. | XL31 | 10916 | F32T8/841K/XL31/STD | 32 | 3100 | 4100 | Fluorescent | 96.875 | Omnidirectional | n/a | Meets Lumen Maintenance requirements 14400 hours for Tier 1 | 36000 | 24000 | 85 | n/a | n/a | n/a | n/a | n/a |  | 12/1/2014
Tier 1 | Standard Products, Inc. | XL31 | 10917 | F32T8/850K/XL31/STD | 32 | 3100 | 5000 | Fluorescent | 96.875 | Omnidirectional | n/a | Meets Lumen Maintenance requirements 14400 hours for Tier 1 | 36000 | 24000 | 85 | n/a | n/a | n/a | n/a | n/a |  | 12/1/2014
Tier 1 | Standard Products, Inc. | XL31 Safety Max | 57022 | F32T8/841K/XL31/SM | 32 | 3100 | 4100 | Fluorescent | 96.875 | Omnidirectional | n/a | Meets Lumen Maintenance requirements 14400 hours for Tier 1 | 36000 | 24000 | 89 | n/a | n/a | n/a | n/a | n/a |  | 12/1/2014
Tier 1 | Standard Products, Inc. | XL31 Safety Max | 58769 | F32T8/830K/XL31 SM | 32 | 3100 | 3000 | Fluorescent | 96.875 | Omnidirectional | n/a | Meets Lumen Maintenance requirements 14400 hours for Tier 1 | 36000 | 24000 | 89 | n/a | n/a | n/a | n/a | n/a |  | 12/1/2014
Tier 1 | Standard Products, Inc. | XL31 Safety Max | 58771 | F32T8/835K/XL31 SM | 32 | 3100 | 3500 | Fluorescent | 96.875 | Omnidirectional | n/a | Meets Lumen Maintenance requirements 14400 hours for Tier 1 | 36000 | 24000 | 89 | n/a | n/a | n/a | n/a | n/a |  | 12/1/2014
Tier 1 | Standard Products, Inc. | XL31 Safety Max | 58772 | F32T8/850K/XL31 SM | 32 | 3100 | 5000 | Fluorescent | 96.875 | Omnidirectional | n/a | Meets Lumen Maintenance requirements 14400 hours for Tier 1 | 36000 | 24000 | 89 | n/a | n/a | n/a | n/a | n/a |  | 12/1/2014
Tier 0 | Sunlite | F28T8/SP830 | 30166-SU | F28T8/SP830 30PK SUNLITE | 28 | 2800 | 3000 | Fluorescent | 100 | Omnidirectional | n/a | Meets Lumen Maintenance requirements 9600 hours for Tier 0 | 24000 | 24000 | 86 | n/a | n/a | n/a | n/a | n/a |  | 6/2/2014
Tier 0 | Sunlite | F28T8/SP835 | 30176-SU | F28T8/SP835 30PK SUNLITE | 28 | 2800 | 3500 | Fluorescent | 100 | Omnidirectional | n/a | Meets Lumen Maintenance requirements 9600 hours for Tier 0 | 24000 | 24000 | 86 | n/a | n/a | n/a | n/a | n/a |  | 6/2/2014
Tier 0 | Sunlite | F28T8/SP841 | 30177-SU | F28T8/SP841 30PK SUNLITE | 28 | 2800 | 4100 | Fluorescent | 100 | Omnidirectional | n/a | Meets Lumen Maintenance requirements 9600 hours for Tier 0 | 24000 | 24000 | 86 | n/a | n/a | n/a | n/a | n/a |  | 6/2/2014
Tier 0 | Sunlite | F28T8/SP850 | 30178-SU | F28T8/SP850 30PK SUNLITE | 28 | 2800 | 5000 | Fluorescent | 100 | Omnidirectional | n/a | Meets Lumen Maintenance requirements 9600 hours for Tier 0 | 24000 | 24000 | 86 | n/a | n/a | n/a | n/a | n/a |  | 6/2/2014
Tier 0 | Sunlite | F32T8/SP830 | 30165-SU | F32T8/SP830 30PK SUNLITE | 32 | 3100 | 3000 | Fluorescent | 96.875 | Omnidirectional | n/a | Meets Lumen Maintenance requirements 9600 hours for Tier 0 | 24000 | 24000 | 85 | n/a | n/a | n/a | n/a | n/a |  | 3/1/2012
Tier 0 | Sunlite | F32T8/SP835 | 30175-SU | F32T8/SP835 30PK SUNLITE | 32 | 3100 | 3500 | Fluorescent | 96.875 | Omnidirectional | n/a | Meets Lumen Maintenance requirements 9600 hours for Tier 0 | 24000 | 24000 | 85 | n/a | n/a | n/a | n/a | n/a |  | 3/1/2012
Tier 0 | Sunlite | F32T8/SP841 | 30195-SU | F32T8/SP841 30PK SUNLITE | 32 | 3100 | 4100 | Fluorescent | 96.875 | Omnidirectional | n/a | Meets Lumen Maintenance requirements 9600 hours for Tier 0 | 24000 | 24000 | 85 | n/a | n/a | n/a | n/a | n/a |  | 3/1/2012
Tier 0 | Sunlite | F32T8/SP850 | 30196-SU | F32T8/SP850 30PK SUNLITE | 32 | 3100 | 5000 | Fluorescent | 96.875 | Omnidirectional | n/a | Meets Lumen Maintenance requirements 9600 hours for Tier 0 | 24000 | 24000 | 83 | n/a | n/a | n/a | n/a | n/a |  | 9/3/2013
Tier 0 | Sunlite | F32T8/SP850 | 30199-SU | F32T8/SP850 30PK SUNLITE | 32 | 3100 | 5000 | Fluorescent | 96.875 | Omnidirectional | n/a | Meets Lumen Maintenance requirements 9600 hours for Tier 0 | 24000 | 24000 | 82 | n/a | n/a | n/a | n/a | n/a |  | 9/3/2013
Tier 0 | Sunlite | Sunlite T8 High Lumen | 30161-SU | F32T8/HL/SP830 HIGH LUMEN | 32 | 3150 | 3000 | Fluorescent | 98.4375 | Omnidirectional | n/a | Meets Lumen Maintenance requirements 9600 hours for Tier 0 | 24000 | 24000 | 82 | n/a | n/a | n/a | n/a | n/a |  | 9/3/2013
Tier 0 | Sunlite | Sunlite T8 High Lumen | 30163-SU | F32T8/HL/SP841 HIGH LUMEN | 32 | 3150 | 4100 | Fluorescent | 98.4375 | Omnidirectional | n/a | Meets Lumen Maintenance requirements 9600 hours for Tier 0 | 24000 | 24000 | 82 | n/a | n/a | n/a | n/a | n/a |  | 9/3/2013
Tier 0 | Sunlite | Sunlite T8 High Lumen | 30164-SU | F32T8/HL/SP850 HIGH LUMEN | 32 | 3150 | 5000 | Fluorescent | 98.4375 | Omnidirectional | n/a | Meets Lumen Maintenance requirements 9600 hours for Tier 0 | 24000 | 24000 | 82 | n/a | n/a | n/a | n/a | n/a |  | 9/3/2013
Tier 0 | Sunpark Electronics Corp. | True Lumen | 84125 | F32T8/841/SP/25W | 25 | 2450 | 4100 | Fluorescent | 98 | Omnidirectional | n/a | Meets Lumen Maintenance requirements 9600 hours for Tier 0 | 30000 | 24000 | 84 | n/a | n/a | n/a | n/a | n/a |  | 7/2/2012
Tier 0 | Sunpark Electronics Corp. | True Lumen | 84128 | F32T8/841/SP/28W | 28 | 2700 | 4100 | Fluorescent | 96.4286 | Omnidirectional | n/a | Meets Lumen Maintenance requirements 9600 hours for Tier 0 | 30000 | 24000 | 84 | n/a | n/a | n/a | n/a | n/a |  | 7/2/2012
Tier 0 | Sunpark Electronics Corp. | True Lumen | 84132 | F32T8/841/SP/32W | 32 | 3100 | 4100 | Fluorescent | 96.875 | Omnidirectional | n/a | Meets Lumen Maintenance requirements 9600 hours for Tier 0 | 30000 | 24000 | 84 | n/a | n/a | n/a | n/a | n/a |  | 7/2/2012
Tier 0 | Sunpark Electronics Corp. | True Lumen | 85025 | F32T8/850/SP/25W | 25 | 2450 | 5000 | Fluorescent | 98 | Omnidirectional | n/a | Meets Lumen Maintenance requirements 9600 hours for Tier 0 | 30000 | 24000 | 84 | n/a | n/a | n/a | n/a | n/a |  | 7/2/2012
Tier 0 | Sunpark Electronics Corp. | True Lumen | 85028 | F32T8/850/SP/28W | 28 | 2700 | 5000 | Fluorescent | 96.4286 | Omnidirectional | n/a | Meets Lumen Maintenance requirements 9600 hours for Tier 0 | 30000 | 24000 | 84 | n/a | n/a | n/a | n/a | n/a |  | 7/2/2012
Tier 0 | Sunpark Electronics Corp. | True Lumen | 85032 | F32T8/850/SP/32W | 32 | 3100 | 5000 | Fluorescent | 96.875 | Omnidirectional | n/a | Meets Lumen Maintenance requirements 9600 hours for Tier 0 | 30000 | 24000 | 84 | n/a | n/a | n/a | n/a | n/a |  | 7/2/2012
Tier 0 | Super Eco Products, LLC | Super Eco T-8 Plus | 32830 | F32T8/830/SuperEco | 32 | 3200 | 3000 | Fluorescent | 100 | Omnidirectional | n/a | Meets Lumen Maintenance requirements 9600 hours for Tier 0 | 30000 | 24000 | 86 | n/a | n/a | n/a | n/a | n/a |  | Prior to 11/2011
Tier 0 | Super Eco Products, LLC | Super Eco T-8 Plus | 32840 | F32T8/840/SuperEco | 32 | 3200 | 4200 | Fluorescent | 100 | Omnidirectional | n/a | Meets Lumen Maintenance requirements 9600 hours for Tier 0 | 30000 | 24000 | 86 | n/a | n/a | n/a | n/a | n/a |  | Prior to 11/2011
Tier 0 | Super Eco Products, LLC | Super Eco T-8 Plus | 32850 | F32T8/850/SuperEco | 32 | 3200 | 5000 | Fluorescent | 100 | Omnidirectional | n/a | Meets Lumen Maintenance requirements 9600 hours for Tier 0 | 30000 | 24000 | 86 | n/a | n/a | n/a | n/a | n/a |  | Prior to 11/2011
Tier 1 | Superior Lamp | Hybrid | HXS255 | F25T8/FWX8550TC | 25 | 2500 | 5000 | Fluorescent | 100 | Omnidirectional | n/a | Meets Lumen Maintenance requirements 14400 hours for Tier 1 | 36000 | 24000 | 85 | n/a | n/a | n/a | n/a | n/a | n/a | 2015-03-02
Tier 1 | Superior Lamp | Hybrid | HXS285 | F28T8/FWX8550TC | 28 | 2725 | 5000 | Fluorescent | 97 | Omnidirectional | n/a | Meets Lumen Maintenance requirements 14400 hours for Tier 1 | 36000 | 24000 | 85 | n/a | n/a | n/a | n/a | n/a | n/a | 2015-03-02
Tier 1 | Superior Lamp | Hybrid | HXS325 | F32T8/FWX8550TC | 32 | 3050 | 5000 | Fluorescent | 95 | Omnidirectional | n/a | Meets Lumen Maintenance requirements 14400 hours for Tier 1 | 36000 | 24000 | 85 | n/a | n/a | n/a | n/a | n/a | n/a | 2015-03-02
Tier 1 | Superior Lamp | Hybrid | HXS326 | F32T8/VLX9155TC | 32 | 3100 | 5500 | Fluorescent | 97 | Omnidirectional | n/a | Meets Lumen Maintenance requirements 14400 hours for Tier 1 | 36000 | 24000 | 91 | n/a | n/a | n/a | n/a | n/a | n/a | 2015-03-02
Tier 0 | Superior Lamp, Inc. | - | CDX145 | F32T8/FWX8550 | 32 | 3050 | 5000 | Fluorescent | 95.3125 | Omnidirectional | n/a | Meets Lumen Maintenance requirements 9600 hours for Tier 0 | 30000 | 24000 | 85 | n/a | n/a | n/a | n/a | n/a |  | 1/3/2013
Tier 0 | Superior Lamp, Inc. | - | CDX149 | F32T8/VLX9155 | 32 | 3100 | 5500 | Fluorescent | 96.875 | Omnidirectional | n/a | Meets Lumen Maintenance requirements 9600 hours for Tier 0 | 30000 | 24000 | 91 | n/a | n/a | n/a | n/a | n/a |  | 1/3/2013
Tier 0 | Superior Lamp, Inc. | - | H1X145 | F32T8/FWX8550 | 32 | 3050 | 5000 | Fluorescent | 95.3125 | Omnidirectional | n/a | Meets Lumen Maintenance requirements 9600 hours for Tier 0 | 30000 | 24000 | 85 | n/a | n/a | n/a | n/a | n/a |  | 7/2/2012
Tier 0 | Superior Lamp, Inc. | - | H1X149 | F32T8/VLX9155 | 32 | 3100 | 5500 | Fluorescent | 96.875 | Omnidirectional | n/a | Meets Lumen Maintenance requirements 9600 hours for Tier 0 | 30000 | 24000 | 91 | n/a | n/a | n/a | n/a | n/a |  | 7/2/2012
Tier 0 | Superior Lamp, Inc. | - | P1X145 | F32T8/FWX8550 | 32 | 3050 | 5000 | Fluorescent | 95.3125 | Omnidirectional | n/a | Meets Lumen Maintenance requirements 9600 hours for Tier 0 | 30000 | 24000 | 85 | n/a | n/a | n/a | n/a | n/a |  | 1/3/2013
Tier 0 | Superior Lamp, Inc. | - | P1X149 | F32T8/VLX9155 | 32 | 3100 | 5500 | Fluorescent | 96.875 | Omnidirectional | n/a | Meets Lumen Maintenance requirements 9600 hours for Tier 0 | 30000 | 24000 | 91 | n/a | n/a | n/a | n/a | n/a |  | 1/3/2013
Tier 0 | Superior Lamp, Inc. | Heavy Duty Flourescent | HDX145 | F32T8/FWX8550/TC | 32 | 3050 | 5000 | Fluorescent | 95.3125 | Omnidirectional | n/a | Meets Lumen Maintenance requirements 9600 hours for Tier 0 | 30000 | 24000 | 85 | n/a | n/a | n/a | n/a | n/a |  | Prior to 11/2011
Tier 0 | Superior Lamp, Inc. | Heavy Duty Flourescent | HDX149 | F32T8/VLX9155/TC | 32 | 3100 | 5500 | Fluorescent | 96.875 | Omnidirectional | n/a | Meets Lumen Maintenance requirements 9600 hours for Tier 0 | 30000 | 24000 | 91 | n/a | n/a | n/a | n/a | n/a |  | Prior to 11/2011
Tier 1 | Superior Lamp, Inc. |  | PRS255 | F25T8/4'/FWX8550 | 25 | 2500 | 5000 | Fluorescent | 100 | Omnidirectional | n/a | Meets Lumen Maintenance requirements 14400 hours for Tier 1 | 36000 | 24000 | 85 | n/a | n/a | n/a | n/a | n/a |  | 12/3/2012
Tier 1 | Superior Lamp, Inc. |  | PRS285 | F28T8/4'/FWX8550 | 28 | 2725 | 5000 | Fluorescent | 97.3214 | Omnidirectional | n/a | Meets Lumen Maintenance requirements 14400 hours for Tier 1 | 36000 | 24000 | 85 | n/a | n/a | n/a | n/a | n/a |  | 12/3/2012
Tier 0 | Symban Lighting |  | F25T8/830/ES/48"/ECO | F25T8/830/ES/48"/ECO | 25 | 2400 | 3000 | Fluorescent | 96 | Omnidirectional | n/a | Meets Lumen Maintenance requirements 9600 hours for Tier 0 | 24000 | 24000 | 82 | n/a | n/a | n/a | n/a | n/a |  | 7/1/2014
Tier 0 | Symban Lighting |  | F25T8/835/ES/48"/ECO | F25T8/835/ES/48"/ECO | 25 | 2400 | 3500 | Fluorescent | 96 | Omnidirectional | n/a | Meets Lumen Maintenance requirements 9600 hours for Tier 0 | 24000 | 24000 | 82 | n/a | n/a | n/a | n/a | n/a |  | 7/1/2014
Tier 0 | Symban Lighting |  | F25T8/841/ES/48"/ECO | F25T8/841/ES/48"/ECO | 25 | 2400 | 4100 | Fluorescent | 96 | Omnidirectional | n/a | Meets Lumen Maintenance requirements 9600 hours for Tier 0 | 24000 | 24000 | 82 | n/a | n/a | n/a | n/a | n/a |  | 7/1/2014
Tier 0 | Symban Lighting |  | F25T8/850/ES/48" | F25T8/850/ES/48" | 25 | 2350 | 5000 | Fluorescent | 94 | Omnidirectional | n/a | Meets Lumen Maintenance requirements 9600 hours for Tier 0 | 24000 | 24000 | 82 | n/a | n/a | n/a | n/a | n/a |  | 9/1/2014
Tier 0 | Symban Lighting |  | F28T8/830/ES/48"/ECO | F28T8/830/ES/48"/ECO | 28 | 2725 | 3000 | Fluorescent | 97.3214 | Omnidirectional | n/a | Meets Lumen Maintenance requirements 9600 hours for Tier 0 | 24000 | 24000 | 82 | n/a | n/a | n/a | n/a | n/a |  | 7/1/2014
Tier 0 | Symban Lighting |  | F28T8/835/ES/48"/ECO | F28T8/835/ES/48"/ECO | 28 | 2700 | 3500 | Fluorescent | 96.4286 | Omnidirectional | n/a | Meets Lumen Maintenance requirements 9600 hours for Tier 0 | 24000 | 24000 | 82 | n/a | n/a | n/a | n/a | n/a |  | 7/1/2014
Tier 0 | Symban Lighting |  | F28T8/841/ES/48"/ECO | F28T8/841/ES/48"/ECO | 28 | 2700 | 4100 | Fluorescent | 96.4286 | Omnidirectional | n/a | Meets Lumen Maintenance requirements 9600 hours for Tier 0 | 24000 | 24000 | 82 | n/a | n/a | n/a | n/a | n/a |  | 7/1/2014
Tier 0 | Symban Lighting |  | F28T8/850/ES/48" | F28T8/850/ES/48" | 28 | 2600 | 5000 | Fluorescent | 92.8571 | Omnidirectional | n/a | Meets Lumen Maintenance requirements 9600 hours for Tier 0 | 24000 | 24000 | 82 | n/a | n/a | n/a | n/a | n/a |  | 9/1/2014
Tier 0 | Symban Lighting |  | F32T8/830/HL/24M/ECO | F32T8/830/HL/24M/ECO | 32 | 3100 | 3000 | Fluorescent | 96.875 | Omnidirectional | n/a | Meets Lumen Maintenance requirements 9600 hours for Tier 0 | 24000 | 24000 | 82 | n/a | n/a | n/a | n/a | n/a |  | 7/1/2014
Tier 0 | Symban Lighting |  | F32T8/835/HL/24M/ECO | F32T8/835/HL/24M/ECO | 32 | 3100 | 3500 | Fluorescent | 96.875 | Omnidirectional | n/a | Meets Lumen Maintenance requirements 9600 hours for Tier 0 | 24000 | 24000 | 82 | n/a | n/a | n/a | n/a | n/a |  | 7/1/2014
Tier 0 | Symban Lighting |  | F32T8/841/HL/24M/ECO | F32T8/841/HL/24M/ECO | 32 | 3100 | 4100 | Fluorescent | 96.875 | Omnidirectional | n/a | Meets Lumen Maintenance requirements 9600 hours for Tier 0 | 24000 | 24000 | 82 | n/a | n/a | n/a | n/a | n/a |  | 7/1/2014
Tier 0 | Symban Lighting |  | F32T8/850/ECO | F32T8/850/ECO | 32 | 2950 | 5000 | Fluorescent | 92.1875 | Omnidirectional | n/a | Meets Lumen Maintenance requirements 9600 hours for Tier 0 | 24000 | 24000 | 82 | n/a | n/a | n/a | n/a | n/a |  | 9/1/2014
Tier 0 | Symban Lighting |  | F32T8/850/HL/24M | F32T8/850/HL/24M | 32 | 3000 | 5000 | Fluorescent | 93.75 | Omnidirectional | n/a | Meets Lumen Maintenance requirements 9600 hours for Tier 0 | 24000 | 24000 | 82 | n/a | n/a | n/a | n/a | n/a |  | 9/1/2014
Tier 0 | Technical Consumer Products, Inc. | T8 25 Watt Lamps | 310254F830 | F25T8 4F/830 | 25 | 2500 | 3000 | Fluorescent | 100 | Omnidirectional | n/a | Meets Lumen Maintenance requirements 9600 hours for Tier 0 | 24000 | 24000 | 85 | n/a | n/a | n/a | n/a | n/a |  | 12/30/2011
Tier 0 | Technical Consumer Products, Inc. | T8 25 Watt Lamps | 310254F835 | F25T8 4F/835 | 25 | 2500 | 3500 | Fluorescent | 100 | Omnidirectional | n/a | Meets Lumen Maintenance requirements 9600 hours for Tier 0 | 24000 | 24000 | 85 | n/a | n/a | n/a | n/a | n/a |  | 12/30/2011
Tier 0 | Technical Consumer Products, Inc. | T8 25 Watt Lamps | 310254F841 | F25T8 4F/841 | 25 | 2500 | 4100 | Fluorescent | 100 | Omnidirectional | n/a | Meets Lumen Maintenance requirements 9600 hours for Tier 0 | 24000 | 24000 | 85 | n/a | n/a | n/a | n/a | n/a |  | 12/30/2011
Tier 0 | Technical Consumer Products, Inc. | T8 25 Watt Lamps | 310254F850 | F25T8 4F/850 | 25 | 2500 | 5000 | Fluorescent | 100 | Omnidirectional | n/a | Meets Lumen Maintenance requirements 9600 hours for Tier 0 | 24000 | 24000 | 85 | n/a | n/a | n/a | n/a | n/a |  | 12/30/2011
Tier 0 | Technical Consumer Products, Inc. | T8 28 Watt Lamps | 31028830 | F28T8/830 | 28 | 2950 | 3000 | Fluorescent | 105.3571 | Omnidirectional | n/a | Meets Lumen Maintenance requirements 9600 hours for Tier 0 | 24000 | 24000 | 85 | n/a | n/a | n/a | n/a | n/a |  | Prior to 11/2011
Tier 0 | Technical Consumer Products, Inc. | T8 28 Watt Lamps | 31028835 | F28T8/835 | 28 | 2725 | 3500 | Fluorescent | 97.3214 | Omnidirectional | n/a | Meets Lumen Maintenance requirements 9600 hours for Tier 0 | 24000 | 24000 | 85 | n/a | n/a | n/a | n/a | n/a |  | Prior to 11/2011
Tier 0 | Technical Consumer Products, Inc. | T8 28 Watt Lamps | 31028841 | F28T8/841 | 28 | 2725 | 4100 | Fluorescent | 97.3214 | Omnidirectional | n/a | Meets Lumen Maintenance requirements 9600 hours for Tier 0 | 24000 | 24000 | 85 | n/a | n/a | n/a | n/a | n/a |  | Prior to 11/2011
Tier 0 | Technical Consumer Products, Inc. | T8 28 Watt Lamps | 31028850 | F28T8/850 | 28 | 2625 | 5000 | Fluorescent | 93.75 | Omnidirectional | n/a | Meets Lumen Maintenance requirements 9600 hours for Tier 0 | 24000 | 24000 | 85 | n/a | n/a | n/a | n/a | n/a |  | Prior to 11/2011
Tier 0 | Technical Consumer Products, Inc. | TCP High Lumen | 31032830HL | F32T8/830/HL | 32 | 3100 | 3000 | Fluorescent | 96.875 | Omnidirectional | n/a | Meets Lumen Maintenance requirements 9600 hours for Tier 0 | 24000 | 24000 | 85 | n/a | n/a | n/a | n/a | n/a |  | Prior to 11/2011
Tier 0 | Technical Consumer Products, Inc. | TCP High Lumen | 31032835HL | F32T8/835/HL | 32 | 3100 | 3500 | Fluorescent | 96.875 | Omnidirectional | n/a | Meets Lumen Maintenance requirements 9600 hours for Tier 0 | 24000 | 24000 | 85 | n/a | n/a | n/a | n/a | n/a |  | Prior to 11/2011
Tier 0 | Technical Consumer Products, Inc. | TCP High Lumen | 31032841HL | F32T8/841/HL | 32 | 3100 | 4100 | Fluorescent | 96.875 | Omnidirectional | n/a | Meets Lumen Maintenance requirements 9600 hours for Tier 0 | 24000 | 24000 | 85 | n/a | n/a | n/a | n/a | n/a |  | Prior to 11/2011
Tier 0 | Technical Consumer Products, Inc. | TCP High Lumen | 31032850HL | F32T8/850/HL | 32 | 3100 | 5000 | Fluorescent | 96.875 | Omnidirectional | n/a | Meets Lumen Maintenance requirements 9600 hours for Tier 0 | 24000 | 24000 | 86 | n/a | n/a | n/a | n/a | n/a |  | Prior to 11/2011
Tier 0 | Technical Consumer Products, Inc. | TCP High Lumen | 31032865HL | F32T8/865/HL | 32 | 3100 | 6500 | Fluorescent | 96.875 | Omnidirectional | n/a | Meets Lumen Maintenance requirements 9600 hours for Tier 0 | 24000 | 24000 | 85 | n/a | n/a | n/a | n/a | n/a |  | Prior to 11/2011
Tier 0 | Technical Consumer Products, Inc. |  | 31032850 | F32T8/850 | 32 | 2950 | 5000 | Fluorescent | 92.1875 | Omnidirectional | n/a | Meets Lumen Maintenance requirements 9600 hours for Tier 0 | 24000 | 24000 | 85 | n/a | n/a | n/a | n/a | n/a |  | Prior to 11/2011
Tier 0 | Topaz Lighting | FBO32/28W/841/6-40 | FBO32/28W/841/6-40 | FBO32/28W/841/6-40 | 28 | 2600 | 4100 | Fluorescent | 92.8571 | Omnidirectional | n/a | Meets Lumen Maintenance requirements 9600 hours for Tier 0 | 24000 | 20000 | 85 | n/a | n/a | n/a | n/a | n/a |  | Prior to 11/2011
Tier 0 | Topaz Lighting | TOPAZ | FO32/25W/835/XP-39 | FO32/25W/835/XP-39 | 25 | 2400 | 3500 | Fluorescent | 96 | Omnidirectional | n/a | Meets Lumen Maintenance requirements 9600 hours for Tier 0 | 30000 | 24000 | 82 | n/a | n/a | n/a | n/a | n/a |  | 11/1/2012
Tier 0 | Topaz Lighting | TOPAZ | FO32/25W/835-39 | FO32/25W/835-39 | 25 | 2400 | 3500 | Fluorescent | 96 | Omnidirectional | n/a | Meets Lumen Maintenance requirements 9600 hours for Tier 0 | 30000 | 24000 | 82 | n/a | n/a | n/a | n/a | n/a |  | 11/1/2012
Tier 0 | Topaz Lighting | TOPAZ | FO32/25W/841/XP-39 | FO32/25W/841/XP-39 | 25 | 2400 | 4100 | Fluorescent | 96 | Omnidirectional | n/a | Meets Lumen Maintenance requirements 9600 hours for Tier 0 | 30000 | 24000 | 82 | n/a | n/a | n/a | n/a | n/a |  | 11/1/2012
Tier 0 | Topaz Lighting | TOPAZ | FO32/25W/841-39 | FO32/25W/841-39 | 25 | 2400 | 4100 | Fluorescent | 96 | Omnidirectional | n/a | Meets Lumen Maintenance requirements 9600 hours for Tier 0 | 30000 | 24000 | 82 | n/a | n/a | n/a | n/a | n/a |  | 11/1/2012
Tier 0 | Topaz Lighting | TOPAZ | FO32/25W/850/XP-39 | FO32/25W/850/XP-39 | 25 | 2330 | 5000 | Fluorescent | 93.2 | Omnidirectional | n/a | Meets Lumen Maintenance requirements 9600 hours for Tier 0 | 30000 | 24000 | 82 | n/a | n/a | n/a | n/a | n/a |  | 11/1/2012
Tier 0 | Topaz Lighting | TOPAZ | FO32/25W/850-39 | FO32/25W/850-39 | 25 | 2330 | 5000 | Fluorescent | 93.2 | Omnidirectional | n/a | Meets Lumen Maintenance requirements 9600 hours for Tier 0 | 30000 | 24000 | 82 | n/a | n/a | n/a | n/a | n/a |  | 11/1/2012
Tier 0 | Topaz Lighting | TOPAZ | FO32/28W/835/XP-39 | FO32/28W/835/XP-39 | 28 | 2700 | 3500 | Fluorescent | 96.4286 | Omnidirectional | n/a | Meets Lumen Maintenance requirements 9600 hours for Tier 0 | 30000 | 24000 | 82 | n/a | n/a | n/a | n/a | n/a |  | 11/1/2012
Tier 0 | Topaz Lighting | TOPAZ | FO32/28W/835-39 | FO32/28W/835-39 | 28 | 2700 | 3500 | Fluorescent | 96.4286 | Omnidirectional | n/a | Meets Lumen Maintenance requirements 9600 hours for Tier 0 | 30000 | 24000 | 82 | n/a | n/a | n/a | n/a | n/a |  | 11/1/2012
Tier 0 | Topaz Lighting | TOPAZ | FO32/28W/841/XP-39 | FO32/28W/841/XP-39 | 28 | 2700 | 4100 | Fluorescent | 96.4286 | Omnidirectional | n/a | Meets Lumen Maintenance requirements 9600 hours for Tier 0 | 30000 | 24000 | 82 | n/a | n/a | n/a | n/a | n/a |  | 11/1/2012
Tier 0 | Topaz Lighting | TOPAZ | FO32/28W/841-39 | FO32/28W/841-39 | 28 | 2700 | 4100 | Fluorescent | 96.4286 | Omnidirectional | n/a | Meets Lumen Maintenance requirements 9600 hours for Tier 0 | 30000 | 24000 | 82 | n/a | n/a | n/a | n/a | n/a |  | 11/1/2012
Tier 0 | Topaz Lighting | TOPAZ | FO32/28W/850/XP-39 | FO32/28W/850/XP-39 | 28 | 2600 | 5000 | Fluorescent | 92.8571 | Omnidirectional | n/a | Meets Lumen Maintenance requirements 9600 hours for Tier 0 | 30000 | 24000 | 82 | n/a | n/a | n/a | n/a | n/a |  | 11/1/2012
Tier 0 | Topaz Lighting | TOPAZ | FO32/28W/850-39 | FO32/28W/850-39 | 28 | 2600 | 5000 | Fluorescent | 92.8571 | Omnidirectional | n/a | Meets Lumen Maintenance requirements 9600 hours for Tier 0 | 30000 | 24000 | 82 | n/a | n/a | n/a | n/a | n/a |  | 11/1/2012
Tier 0 | Topaz Lighting | TOPAZ / CXL | FO32/25W/830-40 | 25W 48" T8 3,000K Flourescent | 25 | 2400 | 3000 | Fluorescent | 96 | Omnidirectional | n/a | Meets Lumen Maintenance requirements 9600 hours for Tier 0 | 30000 | 24000 | 85 | n/a | n/a | n/a | n/a | n/a |  | 11/1/2012
Tier 0 | Topaz Lighting | TOPAZ / CXL | FO32/25W/835/XP-40 | FO32/25W/835/XP-40 | 25 | 2400 | 3500 | Fluorescent | 96 | Omnidirectional | n/a | Meets Lumen Maintenance requirements 9600 hours for Tier 0 | 30000 | 24000 | 85 | n/a | n/a | n/a | n/a | n/a |  | 11/1/2012
Tier 0 | Topaz Lighting | TOPAZ / CXL | FO32/25W/835-40 | 25W 48" T8 3,500K Flourescent | 25 | 2400 | 3500 | Fluorescent | 96 | Omnidirectional | n/a | Meets Lumen Maintenance requirements 9600 hours for Tier 0 | 30000 | 24000 | 85 | n/a | n/a | n/a | n/a | n/a |  | 11/1/2012
Tier 0 | Topaz Lighting | TOPAZ / CXL | FO32/25W/841/XP-40 | FO32/25W/841/XP-40 | 25 | 2400 | 4100 | Fluorescent | 96 | Omnidirectional | n/a | Meets Lumen Maintenance requirements 9600 hours for Tier 0 | 30000 | 24000 | 85 | n/a | n/a | n/a | n/a | n/a |  | 11/1/2012
Tier 0 | Topaz Lighting | TOPAZ / CXL | FO32/25W/841-40 | 25W 48" T8 4,100K Flourescent | 25 | 2400 | 4100 | Fluorescent | 96 | Omnidirectional | n/a | Meets Lumen Maintenance requirements 9600 hours for Tier 0 | 30000 | 24000 | 85 | n/a | n/a | n/a | n/a | n/a |  | 11/1/2012
Tier 0 | Topaz Lighting | TOPAZ / CXL | FO32/25W/850/XP-40 | FO32/25W/850/XP-40 | 25 | 2400 | 5000 | Fluorescent | 96 | Omnidirectional | n/a | Meets Lumen Maintenance requirements 9600 hours for Tier 0 | 30000 | 24000 | 85 | n/a | n/a | n/a | n/a | n/a |  | 11/1/2012
Tier 0 | Topaz Lighting | TOPAZ / CXL | FO32/25W/850-40 | FO32/25W/850-40 | 25 | 2400 | 5000 | Fluorescent | 96 | Omnidirectional | n/a | Meets Lumen Maintenance requirements 9600 hours for Tier 0 | 30000 | 24000 | 85 | n/a | n/a | n/a | n/a | n/a |  | 11/1/2012
Tier 1 | Topaz Lighting | TOPAZ / CXL | FO32/28W/830/XLP-40 | FO32/28W/830/XLP-40 | 28 | 2725 | 3000 | Fluorescent | 97.3214 | Omnidirectional | n/a | Meets Lumen Maintenance requirements 14400 hours for Tier 1 | 40000 | 36000 | 85 | n/a | n/a | n/a | n/a | n/a |  | 11/1/2012
Tier 1 | Topaz Lighting | TOPAZ / CXL | FO32/28W/830/XP-40 | FO32/28W/830/XP-40 | 28 | 2725 | 3000 | Fluorescent | 97.3214 | Omnidirectional | n/a | Meets Lumen Maintenance requirements 14400 hours for Tier 1 | 40000 | 36000 | 85 | n/a | n/a | n/a | n/a | n/a |  | 11/1/2012
Tier 1 | Topaz Lighting | TOPAZ / CXL | FO32/28W/835/XLP-40 | FO32/28W/835/XLP-40 | 28 | 2725 | 3500 | Fluorescent | 97.3214 | Omnidirectional | n/a | Meets Lumen Maintenance requirements 14400 hours for Tier 1 | 40000 | 36000 | 85 | n/a | n/a | n/a | n/a | n/a |  | 11/1/2012
Tier 1 | Topaz Lighting | TOPAZ / CXL | FO32/28W/835/XP-40 | FO32/28W/835/XP-40 | 28 | 2725 | 3500 | Fluorescent | 97.3214 | Omnidirectional | n/a | Meets Lumen Maintenance requirements 14400 hours for Tier 1 | 40000 | 36000 | 85 | n/a | n/a | n/a | n/a | n/a |  | 11/1/2012
Tier 1 | Topaz Lighting | TOPAZ / CXL | FO32/28W/841/XLP-40 | FO32/28W/841/XLP-40 | 28 | 2725 | 4100 | Fluorescent | 97.3214 | Omnidirectional | n/a | Meets Lumen Maintenance requirements 14400 hours for Tier 1 | 40000 | 36000 | 85 | n/a | n/a | n/a | n/a | n/a |  | 11/1/2012
Tier 1 | Topaz Lighting | TOPAZ / CXL | FO32/28W/841/XP-40 | FO32/28W/841/XP-40 | 28 | 2725 | 4100 | Fluorescent | 97.3214 | Omnidirectional | n/a | Meets Lumen Maintenance requirements 14400 hours for Tier 1 | 40000 | 36000 | 85 | n/a | n/a | n/a | n/a | n/a |  | 11/1/2012
Tier 1 | Topaz Lighting | TOPAZ / CXL | FO32/28W/850/XLP-40 | FO32/28W/850/XLP-40 | 28 | 2725 | 5000 | Fluorescent | 97.3214 | Omnidirectional | n/a | Meets Lumen Maintenance requirements 14400 hours for Tier 1 | 40000 | 36000 | 85 | n/a | n/a | n/a | n/a | n/a |  | 11/1/2012
Tier 1 | Topaz Lighting | TOPAZ / CXL | FO32/28W/850/XP-40 | FO32/28W/850/XP-40 | 28 | 2725 | 5000 | Fluorescent | 97.3214 | Omnidirectional | n/a | Meets Lumen Maintenance requirements 14400 hours for Tier 1 | 40000 | 36000 | 85 | n/a | n/a | n/a | n/a | n/a |  | 11/1/2012
Tier 0 | Topaz Lighting | TOPAZ/CXL | FO32/830/XL-40 | 32W 48" T8 3,000K Flourescent | 32 | 3100 | 3000 | Fluorescent | 96.875 | Omnidirectional | n/a | Meets Lumen Maintenance requirements 9600 hours for Tier 0 | 30000 | 24000 | 85 | n/a | n/a | n/a | n/a | n/a |  | Prior to 11/2011
Tier 0 | Topaz Lighting | TOPAZ/CXL | FO32/835/XL-39 | FO32/835/XL-39 | 32 | 3100 | 3500 | Fluorescent | 96.875 | Omnidirectional | n/a | Meets Lumen Maintenance requirements 9600 hours for Tier 0 | 30000 | 24000 | 82 | n/a | n/a | n/a | n/a | n/a |  | 2013-11-01
Tier 0 | Topaz Lighting | TOPAZ/CXL | FO32/835/XL-40 | 32W 48" T8 3,500K Flourescent | 32 | 3100 | 3500 | Fluorescent | 96.875 | Omnidirectional | n/a | Meets Lumen Maintenance requirements 9600 hours for Tier 0 | 30000 | 24000 | 85 | n/a | n/a | n/a | n/a | n/a |  | Prior to 11/2011
Tier 0 | Topaz Lighting | TOPAZ/CXL | FO32/841/XL-39 | FO32/841/XL-39 | 32 | 3100 | 4100 | Fluorescent | 96.875 | Omnidirectional | n/a | Meets Lumen Maintenance requirements 9600 hours for Tier 0 | 30000 | 24000 | 82 | n/a | n/a | n/a | n/a | n/a |  | 2013-11-01
Tier 0 | Topaz Lighting | TOPAZ/CXL | FO32/841/XL-40 | 32W 48" T8 4,100K Flourescent | 32 | 3100 | 4100 | Fluorescent | 96.875 | Omnidirectional | n/a | Meets Lumen Maintenance requirements 9600 hours for Tier 0 | 30000 | 24000 | 85 | n/a | n/a | n/a | n/a | n/a |  | 11/1/2012
Tier 0 | Topaz Lighting | TOPAZ/CXL | FO32/850/XL-39 | FO32/850/XL-39 | 32 | 3000 | 5000 | Fluorescent | 93.75 | Omnidirectional | n/a | Meets Lumen Maintenance requirements 9600 hours for Tier 0 | 30000 | 24000 | 82 | n/a | n/a | n/a | n/a | n/a |  | 2013-11-01
Tier 0 | Topaz Lighting | TOPAZ/CXL | FO32/850/XL-40 | 32W 48" T8 5,000K Flourescent | 32 | 3100 | 5000 | Fluorescent | 96.875 | Omnidirectional | n/a | Meets Lumen Maintenance requirements 9600 hours for Tier 0 | 30000 | 24000 | 85 | n/a | n/a | n/a | n/a | n/a |  | Prior to 11/2011
Tier 0 | Topaz Lighting | TOPAZ/CXL | FO32/865/XL-39 | FO32/865/XL-39 | 32 | 3000 | 6500 | Fluorescent | 93.75 | Omnidirectional | n/a | Meets Lumen Maintenance requirements 9600 hours for Tier 0 | 30000 | 24000 | 82 | n/a | n/a | n/a | n/a | n/a |  | 2013-11-01
Tier 0 | Topstar International | CH | F32T8/25W/830/ECO | F32T8/25W/830/ECO | 25 | 2450 | 3000 | Fluorescent | 98 | Omnidirectional | n/a | Meets Lumen Maintenance requirements 9600 hours for Tier 0 | 30000 | 24000 | 82 | n/a | n/a | n/a | n/a | n/a |  | 2/1/2013
Tier 0 | Topstar International | CH | F32T8/25W/835/ECO | F32T8/25W/835/ECO | 25 | 2450 | 3500 | Fluorescent | 98 | Omnidirectional | n/a | Meets Lumen Maintenance requirements 9600 hours for Tier 0 | 30000 | 24000 | 82 | n/a | n/a | n/a | n/a | n/a |  | 2/1/2013
Tier 0 | Topstar International | CH | F32T8/25W/841/ECO | F32T8/25W/841/ECO | 25 | 2450 | 4100 | Fluorescent | 98 | Omnidirectional | n/a | Meets Lumen Maintenance requirements 9600 hours for Tier 0 | 30000 | 24000 | 82 | n/a | n/a | n/a | n/a | n/a |  | 2/1/2013
Tier 0 | Topstar International | CH | F32T8/25W/850/ECO | F32T8/25W/850/ECO | 25 | 2400 | 5000 | Fluorescent | 96 | Omnidirectional | n/a | Meets Lumen Maintenance requirements 9600 hours for Tier 0 | 30000 | 24000 | 82 | n/a | n/a | n/a | n/a | n/a |  | 2/1/2013
Tier 0 | Topstar International | CH | F32T8/28W/830/ECO | F32T8/28W/830/ECO | 28 | 2645 | 3000 | Fluorescent | 94.4643 | Omnidirectional | n/a | Meets Lumen Maintenance requirements 9600 hours for Tier 0 | 30000 | 24000 | 82 | n/a | n/a | n/a | n/a | n/a |  | 2/1/2013
Tier 0 | Topstar International | CH | F32T8/28W/835/ECO | F32T8/28W/835/ECO | 28 | 2645 | 3500 | Fluorescent | 94.4643 | Omnidirectional | n/a | Meets Lumen Maintenance requirements 9600 hours for Tier 0 | 30000 | 24000 | 82 | n/a | n/a | n/a | n/a | n/a |  | 2/1/2013
Tier 0 | Topstar International | CH | F32T8/28W/841/ECO | F32T8/28W/841/ECO | 28 | 2645 | 4100 | Fluorescent | 94.4643 | Omnidirectional | n/a | Meets Lumen Maintenance requirements 9600 hours for Tier 0 | 30000 | 24000 | 82 | n/a | n/a | n/a | n/a | n/a |  | 2/1/2013
Tier 0 | Topstar International | CH | F32T8/28W/850/ECO | F32T8/28W/850/ECO | 28 | 2600 | 5000 | Fluorescent | 92.8571 | Omnidirectional | n/a | Meets Lumen Maintenance requirements 9600 hours for Tier 0 | 30000 | 24000 | 82 | n/a | n/a | n/a | n/a | n/a |  | 2/1/2013
Tier 0 | Topstar International | CH | F32T8/830/HL | F32T8/830/HL | 32 | 3100 | 3000 | Fluorescent | 96.875 | Omnidirectional | n/a | Meets Lumen Maintenance requirements 9600 hours for Tier 0 | 30000 | 24000 | 85 | n/a | n/a | n/a | n/a | n/a |  | 2/6/2013
Tier 0 | Topstar International | CH | F32T8/835/HL | F32T8/835/HL | 32 | 3100 | 3500 | Fluorescent | 96.875 | Omnidirectional | n/a | Meets Lumen Maintenance requirements 9600 hours for Tier 0 | 30000 | 24000 | 85 | n/a | n/a | n/a | n/a | n/a |  | 2/6/2013
Tier 0 | Topstar International | CH | F32T8/841/HL | F32T8/841/HL | 32 | 3100 | 4100 | Fluorescent | 96.875 | Omnidirectional | n/a | Meets Lumen Maintenance requirements 9600 hours for Tier 0 | 30000 | 24000 | 85 | n/a | n/a | n/a | n/a | n/a |  | 2/6/2013
Tier 0 | Topstar International | CH | F32T8/850/HL | F32T8/850/HL | 32 | 2950 | 5000 | Fluorescent | 92.1875 | Omnidirectional | n/a | Meets Lumen Maintenance requirements 9600 hours for Tier 0 | 30000 | 24000 | 85 | n/a | n/a | n/a | n/a | n/a |  | 2/6/2013
Tier 2 | Truly Green Solutions | LED TrueFit Tube | 832015-35-B-C | 832015-35-B-C | 15 | 1500 | 3500 | LED | 100 | Directional | 180 | Meets Lumen Maintenance requirements 20000 hours for Tier 2 | 50000 | 50000 | 80 | 180 | Clear | No | n/a | n/a | http://trulygreensolutions.com/portfolio/led-tube-truefit/ | 2015-09-01
Tier 2 | Truly Green Solutions | LED TrueFit Tube | 832015-40-B-C | 832015-40-B-C | 15 | 1500 | 4000 | LED | 100 | Directional | 180 | Meets Lumen Maintenance requirements 20000 hours for Tier 2 | 50000 | 50000 | 80 | 180 | Clear | No | n/a | n/a | http://trulygreensolutions.com/portfolio/led-tube-truefit/ | 2015-09-01
Tier 2 | Truly Green Solutions | LED TrueFit Tube | 832015-50-B-C | 832015-50-B-C | 15 | 1500 | 5000 | LED | 100 | Directional | 180 | Meets Lumen Maintenance requirements 20000 hours for Tier 2 | 50000 | 50000 | 80 | 180 | Clear | No | n/a | n/a | http://trulygreensolutions.com/portfolio/led-tube-truefit/ | 2015-09-01
Tier 2 | Truly Green Solutions | LED TrueFit Tube | 832115-35-B-F | 832115-35-B-F | 15 | 1500 | 3500 | LED | 100 | Directional | 180 | Meets Lumen Maintenance requirements 20000 hours for Tier 2 | 50000 | 50000 | 80 | 180 | Diffuse | No | n/a | n/a | http://trulygreensolutions.com/portfolio/led-tube-truefit/ | 2015-09-01
Tier 2 | Truly Green Solutions | LED TrueFit Tube | 832115-40-B-F | 832115-40-B-F | 15 | 1500 | 4000 | LED | 100 | Directional | 180 | Meets Lumen Maintenance requirements 20000 hours for Tier 2 | 50000 | 50000 | 80 | 180 | Diffuse | No | n/a | n/a | http://trulygreensolutions.com/portfolio/led-tube-truefit/ | 2015-09-01
Tier 2 | Truly Green Solutions | LED TrueFit Tube | 832115-50-B-F | 832115-50-B-F | 15 | 1500 | 5000 | LED | 100 | Directional | 180 | Meets Lumen Maintenance requirements 20000 hours for Tier 2 | 50000 | 50000 | 80 | 180 | Diffuse | No | n/a | n/a | http://trulygreensolutions.com/portfolio/led-tube-truefit/ | 2015-09-01
Tier 2 | Truly Green Solutions | LED TrueFit Tube | 833015-35-B-C | 833015-35-B-C | 15 | 1500 | 3500 | LED | 100 | Directional | 180 | Meets Lumen Maintenance requirements 20000 hours for Tier 2 | 50000 | 50000 | 80 | 180 | Clear | No | n/a | n/a | http://trulygreensolutions.com/portfolio/led-tube-truefit/ | 2015-09-01
Tier 2 | Truly Green Solutions | LED TrueFit Tube | 833015-40-B-C | 833015-40-B-C | 15 | 1500 | 4000 | LED | 100 | Directional | 180 | Meets Lumen Maintenance requirements 20000 hours for Tier 2 | 50000 | 50000 | 80 | 180 | Clear | No | n/a | n/a | http://trulygreensolutions.com/portfolio/led-tube-truefit/ | 2015-09-01
Tier 2 | Truly Green Solutions | LED TrueFit Tube | 833015-50-B-C | 833015-50-B-C | 15 | 1500 | 5000 | LED | 100 | Directional | 180 | Meets Lumen Maintenance requirements 20000 hours for Tier 2 | 50000 | 50000 | 80 | 180 | Clear | No | n/a | n/a | http://trulygreensolutions.com/portfolio/led-tube-truefit/ | 2015-09-01
Tier 2 | Truly Green Solutions | LED TrueFit Tube | 833115-35-B-F | 833115-35-B-F | 15 | 1500 | 3500 | LED | 100 | Directional | 180 | Meets Lumen Maintenance requirements 20000 hours for Tier 2 | 50000 | 50000 | 80 | 180 | Diffuse | No | n/a | n/a | http://trulygreensolutions.com/portfolio/led-tube-truefit/ | 2015-09-01
Tier 2 | Truly Green Solutions | LED TrueFit Tube | 833115-40-B-F | 833115-40-B-F | 15 | 1500 | 4000 | LED | 100 | Directional | 180 | Meets Lumen Maintenance requirements 20000 hours for Tier 2 | 50000 | 50000 | 80 | 180 | Diffuse | No | n/a | n/a | http://trulygreensolutions.com/portfolio/led-tube-truefit/ | 2015-09-01
Tier 2 | Truly Green Solutions | LED TrueFit Tube | 833115-50-B-F | 833115-50-B-F | 15 | 1500 | 5000 | LED | 100 | Directional | 180 | Meets Lumen Maintenance requirements 20000 hours for Tier 2 | 50000 | 50000 | 80 | 180 | Diffuse | No | n/a | n/a | http://trulygreensolutions.com/portfolio/led-tube-truefit/ | 2015-09-01
Tier 2 | Truly Green Solutions | LED TrueFit Tube | 834015-35-B-C | 834015-35-B-C | 15 | 1500 | 3500 | LED | 100 | Directional | 180 | Meets Lumen Maintenance requirements 20000 hours for Tier 2 | 50000 | 50000 | 80 | 180 | Clear | No | n/a | n/a | http://trulygreensolutions.com/portfolio/led-tube-truefit/ | 2015-09-01
Tier 2 | Truly Green Solutions | LED TrueFit Tube | 834015-40-B-C | 834015-40-B-C | 15 | 1500 | 4000 | LED | 100 | Directional | 180 | Meets Lumen Maintenance requirements 20000 hours for Tier 2 | 50000 | 50000 | 80 | 180 | Clear | No | n/a | n/a | http://trulygreensolutions.com/portfolio/led-tube-truefit/ | 2015-09-01
Tier 2 | Truly Green Solutions | LED TrueFit Tube | 834015-50-B-C | 834015-50-B-C | 15 | 1500 | 5000 | LED | 100 | Directional | 180 | Meets Lumen Maintenance requirements 20000 hours for Tier 2 | 50000 | 50000 | 80 | 180 | Clear | No | n/a | n/a | http://trulygreensolutions.com/portfolio/led-tube-truefit/ | 2015-09-01
Tier 2 | Truly Green Solutions | LED TrueFit Tube | 834018-35-B-C | 834018-35-B-C | 18 | 1800 | 3500 | LED | 100 | Directional | 180 | Meets Lumen Maintenance requirements 20000 hours for Tier 2 | 50000 | 50000 | 80 | 180 | Clear | No | n/a | n/a | http://trulygreensolutions.com/portfolio/led-tube-truefit/ | 2015-09-01
Tier 2 | Truly Green Solutions | LED TrueFit Tube | 834018-40-B-C | 834018-40-B-C | 18 | 1800 | 4000 | LED | 100 | Directional | 180 | Meets Lumen Maintenance requirements 20000 hours for Tier 2 | 50000 | 50000 | 80 | 180 | Clear | No | n/a | n/a | http://trulygreensolutions.com/portfolio/led-tube-truefit/ | 2015-09-01
Tier 2 | Truly Green Solutions | LED TrueFit Tube | 834018-50-B-C | 834018-50-B-C | 18 | 1800 | 5000 | LED | 100 | Directional | 180 | Meets Lumen Maintenance requirements 20000 hours for Tier 2 | 50000 | 50000 | 80 | 180 | Clear | No | n/a | n/a | http://trulygreensolutions.com/portfolio/led-tube-truefit/ | 2015-09-01
Tier 2 | Truly Green Solutions | LED TrueFit Tube | 834115-35-B-F | 834115-35-B-F | 15 | 1500 | 3500 | LED | 100 | Directional | 180 | Meets Lumen Maintenance requirements 20000 hours for Tier 2 | 50000 | 50000 | 80 | 180 | Diffuse | No | n/a | n/a | http://trulygreensolutions.com/portfolio/led-tube-truefit/ | 2015-09-01
Tier 2 | Truly Green Solutions | LED TrueFit Tube | 834115-40-B-F | 834115-40-B-F | 15 | 1500 | 4000 | LED | 100 | Directional | 180 | Meets Lumen Maintenance requirements 20000 hours for Tier 2 | 50000 | 50000 | 80 | 180 | Diffuse | No | n/a | n/a | http://trulygreensolutions.com/portfolio/led-tube-truefit/ | 2015-09-01
Tier 2 | Truly Green Solutions | LED TrueFit Tube | 834115-50-B-F | 834115-50-B-F | 15 | 1500 | 5000 | LED | 100 | Directional | 180 | Meets Lumen Maintenance requirements 20000 hours for Tier 2 | 50000 | 50000 | 80 | 180 | Diffuse | No | n/a | n/a | http://trulygreensolutions.com/portfolio/led-tube-truefit/ | 2015-09-01
Tier 2 | Truly Green Solutions | LED TrueFit Tube | 834118-35-B-F | 834118-35-B-F | 18 | 1800 | 3500 | LED | 100 | Directional | 180 | Meets Lumen Maintenance requirements 20000 hours for Tier 2 | 50000 | 50000 | 80 | 180 | Diffuse | No | n/a | n/a | http://trulygreensolutions.com/portfolio/led-tube-truefit/ | 2015-09-01
Tier 2 | Truly Green Solutions | LED TrueFit Tube | 834118-40-B-F | 834118-40-B-F | 18 | 1800 | 4000 | LED | 100 | Directional | 180 | Meets Lumen Maintenance requirements 20000 hours for Tier 2 | 50000 | 50000 | 80 | 180 | Diffuse | No | n/a | n/a | http://trulygreensolutions.com/portfolio/led-tube-truefit/ | 2015-09-01
Tier 2 | Truly Green Solutions | LED TrueFit Tube | 834118-50-B-F | 834118-50-B-F | 18 | 1800 | 5000 | LED | 100 | Directional | 180 | Meets Lumen Maintenance requirements 20000 hours for Tier 2 | 50000 | 50000 | 80 | 180 | Diffuse | No | n/a | n/a | http://trulygreensolutions.com/portfolio/led-tube-truefit/ | 2015-09-01
Tier 0 | Turolight | Tuff T8 Tube | 1364201 | TUFF-F32T8/830/25W | 25 | 2400 | 3000 | Fluorescent | 96 | Omnidirectional | n/a | Meets Lumen Maintenance requirements 9600 hours for Tier 0 | 30000 | 24000 | 85 | n/a | n/a | n/a | n/a | n/a |  | 3/1/2013
Tier 0 | Turolight | Tuff T8 Tube | 1364202 | TUFF-F32T8/830/28W | 28 | 2700 | 3000 | Fluorescent | 96.4286 | Omnidirectional | n/a | Meets Lumen Maintenance requirements 9600 hours for Tier 0 | 30000 | 24000 | 85 | n/a | n/a | n/a | n/a | n/a |  | 3/1/2013
Tier 0 | Turolight | Tuff T8 Tube | 1364203 | Tuff-F32T8/830 | 32 | 3100 | 3000 | Fluorescent | 96.875 | Omnidirectional | n/a | Meets Lumen Maintenance requirements 9600 hours for Tier 0 | 30000 | 24000 | 82 | n/a | n/a | n/a | n/a | n/a |  | 3/1/2013
Tier 0 | Turolight | Tuff T8 Tube | 1364301 | TUFF-F32T8/835/25W | 25 | 2400 | 3500 | Fluorescent | 96 | Omnidirectional | n/a | Meets Lumen Maintenance requirements 9600 hours for Tier 0 | 30000 | 24000 | 85 | n/a | n/a | n/a | n/a | n/a |  | 3/1/2013
Tier 0 | Turolight | Tuff T8 Tube | 1364302 | TUFF-F32T8/835/28W | 28 | 2700 | 3500 | Fluorescent | 96.4286 | Omnidirectional | n/a | Meets Lumen Maintenance requirements 9600 hours for Tier 0 | 30000 | 24000 | 85 | n/a | n/a | n/a | n/a | n/a |  | 3/1/2013
Tier 0 | Turolight | Tuff T8 Tube | 1364303 | Tuff-F32T8/835 | 32 | 3100 | 3500 | Fluorescent | 96.875 | Omnidirectional | n/a | Meets Lumen Maintenance requirements 9600 hours for Tier 0 | 30000 | 24000 | 82 | n/a | n/a | n/a | n/a | n/a |  | 3/1/2013
Tier 0 | Turolight | Tuff T8 Tube | 1364401 | TUFF-F32T8/841/25W | 25 | 2400 | 4100 | Fluorescent | 96 | Omnidirectional | n/a | Meets Lumen Maintenance requirements 9600 hours for Tier 0 | 30000 | 24000 | 85 | n/a | n/a | n/a | n/a | n/a |  | 3/1/2013
Tier 0 | Turolight | Tuff T8 Tube | 1364402 | TUFF-F32T8/841/28W | 28 | 2700 | 4100 | Fluorescent | 96.4286 | Omnidirectional | n/a | Meets Lumen Maintenance requirements 9600 hours for Tier 0 | 30000 | 24000 | 85 | n/a | n/a | n/a | n/a | n/a |  | 3/1/2013
Tier 0 | Turolight | Tuff T8 Tube | 1364403 | Tuff-F32T8/841 | 32 | 3100 | 4100 | Fluorescent | 96.875 | Omnidirectional | n/a | Meets Lumen Maintenance requirements 9600 hours for Tier 0 | 30000 | 24000 | 82 | n/a | n/a | n/a | n/a | n/a |  | 3/1/2013
Tier 0 | Turolight | Tuff T8 Tube | 1364409 | Tuff-F32T8/841/TC | 32 | 3100 | 4100 | Fluorescent | 96.875 | Omnidirectional | n/a | Meets Lumen Maintenance requirements 9600 hours for Tier 0 | 30000 | 24000 | 82 | n/a | n/a | n/a | n/a | n/a |  | 5/1/2014
Tier 0 | Turolight | Tuff T8 Tube | 1364501 | TUFF-F32T8/850/25W | 25 | 2350 | 5000 | Fluorescent | 94 | Omnidirectional | n/a | Meets Lumen Maintenance requirements 9600 hours for Tier 0 | 30000 | 24000 | 85 | n/a | n/a | n/a | n/a | n/a |  | 3/1/2013
Tier 0 | Turolight | Tuff T8 Tube | 1364502 | TUFF-F32T8/850/28W | 28 | 2600 | 5000 | Fluorescent | 92.8571 | Omnidirectional | n/a | Meets Lumen Maintenance requirements 9600 hours for Tier 0 | 30000 | 24000 | 85 | n/a | n/a | n/a | n/a | n/a |  | 3/1/2013
Tier 0 | Turolight | Tuff T8 Tube | 1364503 | Tuff-F32T8/850 | 32 | 3000 | 5000 | Fluorescent | 93.75 | Omnidirectional | n/a | Meets Lumen Maintenance requirements 9600 hours for Tier 0 | 30000 | 24000 | 85 | n/a | n/a | n/a | n/a | n/a |  | 3/1/2013
Tier 0 | Turolight | Tuff T8 Tube | 1364509 | Tuff-F32T8/850/TC | 32 | 3000 | 5000 | Fluorescent | 93.75 | Omnidirectional | n/a | Meets Lumen Maintenance requirements 9600 hours for Tier 0 | 30000 | 24000 | 82 | n/a | n/a | n/a | n/a | n/a |  | 5/1/2014
Tier 0 | Turolight | Tuff T8 Tube | 1364601 | Tuff-F32T8/865 | 32 | 3000 | 6500 | Fluorescent | 93.75 | Omnidirectional | n/a | Meets Lumen Maintenance requirements 9600 hours for Tier 0 | 30000 | 24000 | 85 | n/a | n/a | n/a | n/a | n/a |  | 3/1/2013
Tier 0 | Turolight | Tuff T8 Tube | 1364603 | TUFF-F32T8/865/25W | 25 | 2350 | 6500 | Fluorescent | 94 | Omnidirectional | n/a | Meets Lumen Maintenance requirements 9600 hours for Tier 0 | 30000 | 24000 | 85 | n/a | n/a | n/a | n/a | n/a |  | 3/1/2013
Tier 0 | Turolight | Tuff T8 Tube | 1364604 | TUFF-F32T8/865/28W | 28 | 2600 | 6500 | Fluorescent | 92.8571 | Omnidirectional | n/a | Meets Lumen Maintenance requirements 9600 hours for Tier 0 | 30000 | 24000 | 85 | n/a | n/a | n/a | n/a | n/a |  | 3/1/2013
Tier 2 | Turolight | LED T8 Direct Fit | 1762272 | VIV-T8DF/15W/30/F | 15 | 1750 | 3000 | LED | 116.6667 | Directional | 160 | Meets Lumen Maintenance requirements 20000 hours for Tier 2 | N/A | 50000 | 83 | 240 | Diffuse | No | n/a | n/a | www.turolight.com | 2015-09-01
Tier 2 | Turolight | LED T8 Direct Fit | 1762301 | VIV-T8DF/15W/35/F | 15 | 1800 | 3500 | LED | 120 | Directional | 160 | Meets Lumen Maintenance requirements 20000 hours for Tier 2 | N/A | 50000 | 83 | 240 | Diffuse | No | n/a | n/a | www.turolight.com | 2015-09-01
Tier 2 | Turolight | LED T8 Direct Fit | 1762470 | VIV-T8DF/15W/40/F | 15 | 1850 | 4000 | LED | 123.3333 | Directional | 160 | Meets Lumen Maintenance requirements 20000 hours for Tier 2 | N/A | 50000 | 83 | 240 | Diffuse | No | n/a | n/a | www.turolight.com | 2015-09-01
Tier 2 | Turolight | LED T8 Direct Fit | 1762503 | VIV-T8DF/15W/50/F | 15 | 1950 | 5000 | LED | 130 | Directional | 160 | Meets Lumen Maintenance requirements 20000 hours for Tier 2 | N/A | 50000 | 83 | 240 | Diffuse | No | n/a | n/a | www.turolight.com | 2015-09-01
Tier 2 | Turolight | LED T8 Direct Fit | 1764201 | VIV-T8DF/22W/30/F | 19 | 2200 | 3000 | LED | 115.7895 | Directional | 160 | Meets Lumen Maintenance requirements 20000 hours for Tier 2 | N/A | 50000 | 83 | 240 | Diffuse | No | n/a | n/a | www.turolight.com | 2015-09-01
Tier 2 | Turolight | LED T8 Direct Fit | 1764301 | VIV-T8DF/22W/35/F | 19 | 2250 | 3500 | LED | 118.4211 | Directional | 160 | Meets Lumen Maintenance requirements 20000 hours for Tier 2 | N/A | 50000 | 83 | 240 | Diffuse | No | n/a | n/a | www.turolight.com | 2015-09-01
Tier 2 | Turolight | LED T8 Direct Fit | 1764401 | VIV-T8DF/22W/40/F | 19 | 2300 | 4000 | LED | 121.0526 | Directional | 160 | Meets Lumen Maintenance requirements 20000 hours for Tier 2 | N/A | 50000 | 83 | 240 | Diffuse | No | n/a | n/a | www.turolight.com | 2015-09-01
Tier 2 | Turolight | LED T8 Direct Fit | 1764501 | VIV-T8DF/22W/50/F | 19 | 2400 | 5000 | LED | 126.3158 | Directional | 160 | Meets Lumen Maintenance requirements 20000 hours for Tier 2 | N/A | 50000 | 83 | 240 | Diffuse | No | n/a | n/a | www.turolight.com | 2015-09-01
Tier 2 | Turolight | LED T8 Direct Fit Shatter-Proof | 1762293 | VIV-T8DFSP/13W/30/F | 13 | 1550 | 3000 | LED | 119 | Directional | 160 | Meets Lumen Maintenance requirements 20000 hours for Tier 2 | n/a | 50000 | 83 | 240 | Diffuse | No | n/a | n/a | http://www.turolight.com/data/pdfs/spc/2015_Turolight_PowerConsumption_T8DF-SP.pdf | 2015-10-01
Tier 2 | Turolight | LED T8 Direct Fit Shatter-Proof | 1762294 | VIV-T8DFSP/15W/30/F | 15 | 1750 | 3000 | LED | 117 | Directional | 160 | Meets Lumen Maintenance requirements 20000 hours for Tier 2 | n/a | 50000 | 83 | 240 | Diffuse | No | n/a | n/a | http://www.turolight.com/data/pdfs/spc/2015_Turolight_PowerConsumption_T8DF-SP.pdf | 2015-10-01
Tier 2 | Turolight | LED T8 Direct Fit Shatter-Proof | 1762308 | VIV-T8DFSP/13W/35/F | 13 | 1600 | 3500 | LED | 123 | Directional | 160 | Meets Lumen Maintenance requirements 20000 hours for Tier 2 | n/a | 50000 | 83 | 240 | Diffuse | No | n/a | n/a | http://www.turolight.com/data/pdfs/spc/2015_Turolight_PowerConsumption_T8DF-SP.pdf | 2015-10-01
Tier 2 | Turolight | LED T8 Direct Fit Shatter-Proof | 1762309 | VIV-T8DFSP/15W/35/F | 15 | 1800 | 3500 | LED | 120 | Directional | 160 | Meets Lumen Maintenance requirements 20000 hours for Tier 2 | n/a | 50000 | 83 | 240 | Diffuse | No | n/a | n/a | http://www.turolight.com/data/pdfs/spc/2015_Turolight_PowerConsumption_T8DF-SP.pdf | 2015-10-01
Tier 2 | Turolight | LED T8 Direct Fit Shatter-Proof | 1762481 | VIV-T8DFSP/13W/40/F | 13 | 1650 | 4000 | LED | 127 | Directional | 160 | Meets Lumen Maintenance requirements 20000 hours for Tier 2 | n/a | 50000 | 83 | 240 | Diffuse | No | n/a | n/a | http://www.turolight.com/data/pdfs/spc/2015_Turolight_PowerConsumption_T8DF-SP.pdf | 2015-10-01
Tier 2 | Turolight | LED T8 Direct Fit Shatter-Proof | 1762482 | VIV-T8DFSP/15W/40/F | 15 | 1850 | 4000 | LED | 123 | Directional | 160 | Meets Lumen Maintenance requirements 20000 hours for Tier 2 | n/a | 50000 | 83 | 240 | Diffuse | No | n/a | n/a | http://www.turolight.com/data/pdfs/spc/2015_Turolight_PowerConsumption_T8DF-SP.pdf | 2015-10-01
Tier 2 | Turolight | LED T8 Direct Fit Shatter-Proof | 1762511 | VIV-T8DFSP/13W/50/F | 13 | 1750 | 5000 | LED | 135 | Directional | 160 | Meets Lumen Maintenance requirements 20000 hours for Tier 2 | n/a | 50000 | 83 | 240 | Diffuse | No | n/a | n/a | http://www.turolight.com/data/pdfs/spc/2015_Turolight_PowerConsumption_T8DF-SP.pdf | 2015-10-01
Tier 2 | Turolight | LED T8 Direct Fit Shatter-Proof | 1762512 | VIV-T8DFSP/15W/50/F | 15 | 1950 | 5000 | LED | 130 | Directional | 160 | Meets Lumen Maintenance requirements 20000 hours for Tier 2 | n/a | 50000 | 83 | 240 | Diffuse | No | n/a | n/a | http://www.turolight.com/data/pdfs/spc/2015_Turolight_PowerConsumption_T8DF-SP.pdf | 2015-10-01
Tier 2 | Turolight | LED T8 Direct Fit Shatter-Proof | 1763222 | VIV-T8DFSP/19W/30/F | 19 | 2200 | 3000 | LED | 116 | Directional | 160 | Meets Lumen Maintenance requirements 20000 hours for Tier 2 | n/a | 50000 | 83 | 240 | Diffuse | No | n/a | n/a | http://www.turolight.com/data/pdfs/spc/2015_Turolight_PowerConsumption_T8DF-SP.pdf | 2015-10-01
Tier 2 | Turolight | LED T8 Direct Fit Shatter-Proof | 1763306 | VIV-T8DFSP/19W/35/F | 19 | 2250 | 3500 | LED | 118 | Directional | 160 | Meets Lumen Maintenance requirements 20000 hours for Tier 2 | n/a | 50000 | 83 | 240 | Diffuse | No | n/a | n/a | http://www.turolight.com/data/pdfs/spc/2015_Turolight_PowerConsumption_T8DF-SP.pdf | 2015-10-01
Tier 2 | Turolight | LED T8 Direct Fit Shatter-Proof | 1763422 | VIV-T8DFSP/19W/40/F | 19 | 2300 | 4000 | LED | 121 | Directional | 160 | Meets Lumen Maintenance requirements 20000 hours for Tier 2 | n/a | 50000 | 83 | 240 | Diffuse | No | n/a | n/a | http://www.turolight.com/data/pdfs/spc/2015_Turolight_PowerConsumption_T8DF-SP.pdf | 2015-10-01
Tier 2 | Turolight | LED T8 Direct Fit Shatter-Proof | 1763507 | VIV-T8DFSP/19W/50/F | 19 | 2400 | 5000 | LED | 126 | Directional | 160 | Meets Lumen Maintenance requirements 20000 hours for Tier 2 | n/a | 50000 | 83 | 240 | Diffuse | No | n/a | n/a | http://www.turolight.com/data/pdfs/spc/2015_Turolight_PowerConsumption_T8DF-SP.pdf | 2015-10-01
Tier 0 | Universal Lighting Technologies | Universal 28W Energy Saver | 25877 | F28T8/835 | 28 | 2725 | 3500 | Fluorescent | 97.3214 | Omnidirectional | n/a | Meets Lumen Maintenance requirements 9600 hours for Tier 0 | 24000 | 24000 | 84 | n/a | n/a | n/a | n/a | n/a |  | Prior to 11/2011
Tier 0 | Universal Lighting Technologies | Universal 28W Energy Saver | 25878 | F28T8/841 | 28 | 2725 | 4100 | Fluorescent | 97.3214 | Omnidirectional | n/a | Meets Lumen Maintenance requirements 9600 hours for Tier 0 | 24000 | 24000 | 84 | n/a | n/a | n/a | n/a | n/a |  | Prior to 11/2011
Tier 0 | Universal Lighting Technologies | Universal 28W Energy Saver | 25879 | F28T8/850 | 28 | 2600 | 5000 | Fluorescent | 92.8571 | Omnidirectional | n/a | Meets Lumen Maintenance requirements 9600 hours for Tier 0 | 24000 | 24000 | 82 | n/a | n/a | n/a | n/a | n/a |  | Prior to 11/2011
Tier 0 | Universal Lighting Technologies | Universal 800HL | 25898 | F32T8/835HL | 32 | 3100 | 3500 | Fluorescent | 96.875 | Omnidirectional | n/a | Meets Lumen Maintenance requirements 9600 hours for Tier 0 | 24000 | 24000 | 84 | n/a | n/a | n/a | n/a | n/a |  | Prior to 11/2011
Tier 0 | Universal Lighting Technologies | Universal 800HL | 25899 | F32T8/841HL | 32 | 3100 | 4100 | Fluorescent | 96.875 | Omnidirectional | n/a | Meets Lumen Maintenance requirements 9600 hours for Tier 0 | 24000 | 24000 | 84 | n/a | n/a | n/a | n/a | n/a |  | Prior to 11/2011
Tier 0 | Universal Lighting Technologies | Universal 800HL | 25900 | F32T8/850HL | 32 | 3000 | 5000 | Fluorescent | 93.75 | Omnidirectional | n/a | Meets Lumen Maintenance requirements 9600 hours for Tier 0 | 24000 | 24000 | 82 | n/a | n/a | n/a | n/a | n/a |  | Prior to 11/2011
Tier 1 | Universal Lighting Technologies | Universal F32T8-25W | 562733 | F32T8/835/25W | 25 | 2450 | 3500 | Fluorescent | 98 | Omnidirectional | n/a | Meets Lumen Maintenance requirements 14400 hours for Tier 1 | 36000 | 24000 | 84 | n/a | n/a | n/a | n/a | n/a |  | 6/3/2013
Tier 1 | Universal Lighting Technologies | Universal F32T8-25W | 562740 | F32T8/841/25W | 25 | 2450 | 4100 | Fluorescent | 98 | Omnidirectional | n/a | Meets Lumen Maintenance requirements 14400 hours for Tier 1 | 36000 | 24000 | 84 | n/a | n/a | n/a | n/a | n/a |  | 6/3/2013
Tier 1 | Universal Lighting Technologies | Universal F32T8-25W | 562757 | F32T8/850/25W | 25 | 2400 | 5000 | Fluorescent | 96 | Omnidirectional | n/a | Meets Lumen Maintenance requirements 14400 hours for Tier 1 | 36000 | 24000 | 82 | n/a | n/a | n/a | n/a | n/a |  | 6/3/2013
Tier 2 | Ushio America, Inc. | UBIQUITY 2 LED T8 | 3000658 | 15W LED T8 3500K, 48" | 15 | 1800 | 3500 | LED | 120 | Directional | 240 | Meets Lumen Maintenance requirements 20000 hours for Tier 2 | n/a | 50000 | 80 | 240 | Diffuse | No | n/a | n/a | http://ushio.com/products/generallighting/led-ubiquity2T8.php | 2016-03-01
Tier 2 | Ushio America, Inc. | UBIQUITY 2 LED T8 | 3000659 | 15W LED T8 4000K, 48" | 15 | 1800 | 4000 | LED | 120 | Directional | 240 | Meets Lumen Maintenance requirements 20000 hours for Tier 2 | n/a | 50000 | 80 | 240 | Diffuse | No | n/a | n/a | http://ushio.com/products/generallighting/led-ubiquity2T8.php | 2016-03-01
Tier 2 | Ushio America, Inc. | UBIQUITY 2 LED T8 | 3000660 | 15W LED T8 5000K, 48" | 15 | 1800 | 5000 | LED | 120 | Directional | 240 | Meets Lumen Maintenance requirements 20000 hours for Tier 2 | n/a | 50000 | 80 | 240 | Diffuse | No | n/a | n/a | http://ushio.com/products/generallighting/led-ubiquity2T8.php | 2016-03-01
Tier 2 | Ushio America, Inc. | UBIQUITY 2 LED T8 | 3000661 | 18W LED T8 3500K, 48" | 18 | 2200 | 3500 | LED | 122.2222 | Directional | 240 | Meets Lumen Maintenance requirements 20000 hours for Tier 2 | n/a | 50000 | 80 | 240 | Diffuse | No | n/a | n/a | http://ushio.com/products/generallighting/led-ubiquity2T8.php | 2016-03-01
Tier 2 | Ushio America, Inc. | UBIQUITY 2 LED T8 | 3000662 | 18W LED T8 4000K, 48" | 18 | 2200 | 4000 | LED | 122.2222 | Directional | 240 | Meets Lumen Maintenance requirements 20000 hours for Tier 2 | n/a | 50000 | 80 | 240 | Diffuse | No | n/a | n/a | http://ushio.com/products/generallighting/led-ubiquity2T8.php | 2016-03-01
Tier 2 | Ushio America, Inc. | UBIQUITY 2 LED T8 | 3000663 | 18W LED T8 5000K, 48" | 18 | 2200 | 5000 | LED | 122.2222 | Directional | 240 | Meets Lumen Maintenance requirements 20000 hours for Tier 2 | n/a | 50000 | 80 | 240 | Diffuse | No | n/a | n/a | http://ushio.com/products/generallighting/led-ubiquity2T8.php | 2016-03-01
Tier 2 | USHIO AMERICA, INC. | UBIQUITY LEDT8 | 3000645 | 18W LED T8, WW35 48" | 18 | 1800 | 3500 | LED | 100 | Directional | 240 | Meets Lumen Maintenance requirements 20000 hours for Tier 2 | N/A | 50000 | 80 | 240 | Diffuse | n/a | n/a | n/a | http://www.ushio.com/products/generallighting/led-ubiquityT8.php | 2015-04-01
Tier 2 | USHIO AMERICA, INC. | UBIQUITY LEDT8 | 3000646 | 18W LED T8, NW40 48" | 18 | 1800 | 4000 | LED | 100 | Directional | 240 | Meets Lumen Maintenance requirements 20000 hours for Tier 2 | N/A | 50000 | 80 | 240 | Diffuse | n/a | n/a | n/a | http://www.ushio.com/products/generallighting/led-ubiquityT8.php | 2015-04-01
Tier 2 | USHIO AMERICA, INC. | UBIQUITY LEDT8 | 3000647 | 18W LED T8, DL50 48" | 18 | 1800 | 5000 | LED | 100 | Directional | 240 | Meets Lumen Maintenance requirements 20000 hours for Tier 2 | N/A | 50000 | 80 | 240 | Diffuse | n/a | n/a | n/a | http://www.ushio.com/products/generallighting/led-ubiquityT8.php | 2015-04-01
Tier 2 | USHIO AMERICA, INC. | UBIQUITY LEDT8 | 3000648 | 22W LED T8, WW35 48" | 22 | 2200 | 3500 | LED | 100 | Directional | 240 | Meets Lumen Maintenance requirements 20000 hours for Tier 2 | N/A | 50000 | 80 | 240 | Diffuse | n/a | n/a | n/a | http://www.ushio.com/products/generallighting/led-ubiquityT8.php | 2015-04-01
Tier 2 | USHIO AMERICA, INC. | UBIQUITY LEDT8 | 3000649 | 22W LED T8, NW40 48" | 22 | 2200 | 4000 | LED | 100 | Directional | 240 | Meets Lumen Maintenance requirements 20000 hours for Tier 2 | N/A | 50000 | 80 | 240 | Diffuse | n/a | n/a | n/a | http://www.ushio.com/products/generallighting/led-ubiquityT8.php | 2015-04-01
Tier 2 | USHIO AMERICA, INC. | UBIQUITY LEDT8 | 3000650 | 22W LED T8, DL50 48" | 22 | 2200 | 5000 | LED | 100 | Directional | 240 | Meets Lumen Maintenance requirements 20000 hours for Tier 2 | N/A | 50000 | 80 | 240 | Diffuse | n/a | n/a | n/a | http://www.ushio.com/products/generallighting/led-ubiquityT8.php | 2015-04-01
Tier 1 | USHIO AMERICA, INC. | Ultra 8 | 3000099 | F32T8/830 48" 85CRI | 32 | 3050 | 3000K | Fluorescent | 95 | Omnidirectional | n/a | Meets Lumen Maintenance requirements 14400 hours for Tier 1 | 40000 | 24000 | 85 | n/a | n/a | No | n/a | n/a | http://ushio.com/products/generallighting/f-ultra8t8.php | 2016-01-04
Tier 1 | USHIO AMERICA, INC. | Ultra 8 | 3000100 | F32T8/835 48" 85CRI | 32 | 3050 | 3500K | Fluorescent | 95 | Omnidirectional | n/a | Meets Lumen Maintenance requirements 14400 hours for Tier 1 | 40000 | 24000 | 85 | n/a | n/a | No | n/a | n/a | http://ushio.com/products/generallighting/f-ultra8t8.php | 2016-01-04
Tier 1 | USHIO AMERICA, INC. | Ultra 8 | 3000101 | F32T8/841 48" 85CRI | 32 | 3050 | 4100K | Fluorescent | 95 | Omnidirectional | n/a | Meets Lumen Maintenance requirements 14400 hours for Tier 1 | 40000 | 24000 | 85 | n/a | n/a | No | n/a | n/a | http://ushio.com/products/generallighting/f-ultra8t8.php | 2016-01-04
Tier 1 | USHIO AMERICA, INC. | Ultra 8 | 3000102 | F32T8/850 48" 85CRI | 32 | 3050 | 5000K | Fluorescent | 95 | Omnidirectional | n/a | Meets Lumen Maintenance requirements 14400 hours for Tier 1 | 40000 | 24000 | 85 | n/a | n/a | No | n/a | n/a | http://ushio.com/products/generallighting/f-ultra8t8.php | 2016-01-04
Tier 0 | USHIO America, Inc. | Ultra 8 | 3000618 | F25T8ES/835 | 25 | 2500 | 3500 | Fluorescent | 100 | Omnidirectional | n/a | Meets Lumen Maintenance requirements 9600 hours for Tier 0 | 30000 | 24000 | 85 | n/a | n/a | n/a | n/a | n/a | http://ushio.com/products/generallighting/f-ultra8t8ES.php | 1/4/2016
Tier 0 | USHIO America, Inc. | Ultra 8 | 3000619 | F25T8ES/841 | 25 | 2500 | 4100 | Fluorescent | 100 | Omnidirectional | n/a | Meets Lumen Maintenance requirements 9600 hours for Tier 0 | 30000 | 24000 | 85 | n/a | n/a | n/a | n/a | n/a | http://ushio.com/products/generallighting/f-ultra8t8ES.php | 1/4/2016
Tier 0 | USHIO America, Inc. | Ultra 8 | 3000620 | F25T8ES/850 | 25 | 2500 | 5000 | Fluorescent | 100 | Omnidirectional | n/a | Meets Lumen Maintenance requirements 9600 hours for Tier 0 | 30000 | 24000 | 85 | n/a | n/a | n/a | n/a | n/a | http://ushio.com/products/generallighting/f-ultra8t8ES.php | 1/4/2016
Tier 0 | USHIO America, Inc. | Ultra 8 | 3000621 | F28T8ES/835 | 28 | 2800 | 3500 | Fluorescent | 100 | Omnidirectional | n/a | Meets Lumen Maintenance requirements 9600 hours for Tier 0 | 30000 | 24000 | 85 | n/a | n/a | n/a | n/a | n/a | http://ushio.com/products/generallighting/f-ultra8t8ES.php | 1/4/2016
Tier 0 | USHIO America, Inc. | Ultra 8 | 3000622 | F28T8ES/841 | 28 | 2800 | 4100 | Fluorescent | 100 | Omnidirectional | n/a | Meets Lumen Maintenance requirements 9600 hours for Tier 0 | 30000 | 24000 | 85 | n/a | n/a | n/a | n/a | n/a | http://ushio.com/products/generallighting/f-ultra8t8ES.php | 1/4/2016
Tier 0 | USHIO America, Inc. | Ultra 8 | 3000623 | F28T8ES/850 | 28 | 2800 | 5000 | Fluorescent | 100 | Omnidirectional | n/a | Meets Lumen Maintenance requirements 9600 hours for Tier 0 | 30000 | 24000 | 85 | n/a | n/a | n/a | n/a | n/a | http://ushio.com/products/generallighting/f-ultra8t8ES.php | 1/4/2016
Tier 1 | USHIO America, Inc. | ULTRA 8 High Lumen | 3000480 | F32T8/841/HL | 32 | 3150 | 4100 | Fluorescent | 98.4375 | Omnidirectional | n/a | Meets Lumen Maintenance requirements 14400 hours for Tier 1 | 40000 | 24000 | 86 | n/a | n/a | n/a | n/a | n/a | http://ushio.com/products/generallighting/f-ultra8t8.php | 1/4/2016
Tier 1 | USHIO America, Inc. | ULTRA 8 High Lumen | 3000524 | F32T8/850/HL | 32 | 3150 | 5000 | Fluorescent | 98.4375 | Omnidirectional | n/a | Meets Lumen Maintenance requirements 14400 hours for Tier 1 | 40000 | 24000 | 86 | n/a | n/a | n/a | n/a | n/a | http://ushio.com/products/generallighting/f-ultra8t8.php | 1/4/2016
Tier 1 | Ushio America, Inc. | Ultra 8 T8 | 3000483 | F28T8/830, 48" 85CRI | 28 | 2800 | 3000 | Fluorescent | 100 | Omnidirectional | n/a | Meets Lumen Maintenance requirements 14400 hours for Tier 1 | 40000 | 24000 | 85 | n/a | n/a | No | n/a | n/a | http://ushio.com/products/generallighting/f-ultra8t8.php | 2016-03-01
Tier 1 | USHIO America, Inc. | ULTRA 8 T8 | 3000484 | F28T8/835, 48" | 28 | 2800 | 3500 | Fluorescent | 100 | Omnidirectional | n/a | Meets Lumen Maintenance requirements 14400 hours for Tier 1 | 40000 | 24000 | 85 | n/a | n/a | n/a | n/a | n/a | http://ushio.com/products/generallighting/f-ultra8t8.php | 2016-01-04
Tier 1 | USHIO America, Inc. | ULTRA 8 T8 | 3000485 | F28T8/841, 48" | 28 | 2800 | 4100 | Fluorescent | 100 | Omnidirectional | n/a | Meets Lumen Maintenance requirements 14400 hours for Tier 1 | 40000 | 24000 | 85 | n/a | n/a | n/a | n/a | n/a | http://ushio.com/products/generallighting/f-ultra8t8.php | 2016-01-04
Tier 1 | Ushio America, Inc. | Ultra 8 T8 | 3000656 | F28T8/850, 48" 85CRI | 28 | 2725 | 5000 | Fluorescent | 97.3214 | Omnidirectional | n/a | Meets Lumen Maintenance requirements 14400 hours for Tier 1 | 40000 | 24000 | 85 | n/a | n/a | No | n/a | n/a | http://ushio.com/products/generallighting/f-ultra8t8.php | 2016-03-01
Tier 0 | USHIO America, Inc. | Ultra 8 T8 - XL Long Life | 3000610 | F32T8XL/850, 48" 85CRI | 32 | 2875 | 5000 | Fluorescent | 89.8438 | Omnidirectional | n/a | Meets Lumen Maintenance requirements 9600 hours for Tier 0 | 55000 | 36000 | 85 | n/a | n/a | No | n/a | n/a | http://ushio.com/products/generallighting/f-ultra8t8XL.php | 2015-01-04
Tier 0 | USHIO America, Inc. | Ultra 8 T8 - XL Long Life | 3000611 | F32T8XL/841, 48" 85CRI | 32 | 2950 | 4100 | Fluorescent | 92.1875 | Omnidirectional | n/a | Meets Lumen Maintenance requirements 9600 hours for Tier 0 | 55000 | 36000 | 85 | n/a | n/a | No | n/a | n/a | http://ushio.com/products/generallighting/f-ultra8t8XL.php | 2015-01-04
Tier 0 | USHIO America, Inc. | Ultra 8 T8 - XL Long Life | 3000612 | F32T8XL/835, 48" 85CRI | 32 | 2950 | 3500 | Fluorescent | 92.1875 | Omnidirectional | n/a | Meets Lumen Maintenance requirements 9600 hours for Tier 0 | 55000 | 36000 | 85 | n/a | n/a | No | n/a | n/a | http://ushio.com/products/generallighting/f-ultra8t8XL.php | 2015-01-04
Tier 2 | Vootu Inc. | Vootu Ballast Compatible | vt-t812-18wf03 | 18wfo3 | 18.46 | 2442 | 5274 | LED | 132.26 | Directional | 120 | Meets Lumen Maintenance requirements 20000 hours for Tier 2 | 50000 | 50000 | 82.6 | 180 | Diffuse | No | n/a | n/a | https://vootuleddistributor.com/wp-content/uploads/vootu-T8-18w-ballast-compatible-4ft.pdf | 2015-01-04
Tier 0 | Westinghouse Lighting Corporation | Energy Saver | 36010 | F25T8/835/LL | 25 | 2500 | 3500 | Fluorescent | 100 | Omnidirectional | n/a | Meets Lumen Maintenance requirements 9600 hours for Tier 0 | 30000 | 24000 | 85 | n/a | n/a | n/a | n/a | n/a |  | Prior to 11/2011
Tier 0 | Westinghouse Lighting Corporation | Energy Saver | 36011 | F28T8/835/LL | 28 | 2725 | 3500 | Fluorescent | 97.3214 | Omnidirectional | n/a | Meets Lumen Maintenance requirements 9600 hours for Tier 0 | 30000 | 24000 | 85 | n/a | n/a | n/a | n/a | n/a |  | Prior to 11/2011
Tier 0 | Westinghouse Lighting Corporation | Energy Saver | 36012 | F25T8/841/LL | 25 | 2500 | 4100 | Fluorescent | 100 | Omnidirectional | n/a | Meets Lumen Maintenance requirements 9600 hours for Tier 0 | 30000 | 24000 | 85 | n/a | n/a | n/a | n/a | n/a |  | Prior to 11/2011
Tier 0 | Westinghouse Lighting Corporation | Energy Saver | 36013 | F25T8/850/LL | 25 | 2500 | 5000 | Fluorescent | 100 | Omnidirectional | n/a | Meets Lumen Maintenance requirements 9600 hours for Tier 0 | 30000 | 24000 | 85 | n/a | n/a | n/a | n/a | n/a |  | Prior to 11/2011
Tier 0 | Westinghouse Lighting Corporation | Energy Saver | 36014 | F28T8/830/LL | 28 | 2725 | 3000 | Fluorescent | 97.3214 | Omnidirectional | n/a | Meets Lumen Maintenance requirements 9600 hours for Tier 0 | 30000 | 24000 | 85 | n/a | n/a | n/a | n/a | n/a |  | Prior to 11/2011
Tier 0 | Westinghouse Lighting Corporation | Energy Saver | 36015 | F28T8/841/LL | 28 | 2725 | 4100 | Fluorescent | 97.3214 | Omnidirectional | n/a | Meets Lumen Maintenance requirements 9600 hours for Tier 0 | 30000 | 24000 | 85 | n/a | n/a | n/a | n/a | n/a |  | Prior to 11/2011
Tier 0 | Westinghouse Lighting Corporation | Energy Saver | 36016 | F28T8/850/LL | 28 | 2725 | 5000 | Fluorescent | 97.3214 | Omnidirectional | n/a | Meets Lumen Maintenance requirements 9600 hours for Tier 0 | 30000 | 24000 | 85 | n/a | n/a | n/a | n/a | n/a |  | Prior to 11/2011
Tier 0 | Westinghouse Lighting Corporation | Triten 50 Ultra | 60766 | F32T8/Triten50/ULTRA/ENV | 32 | 3100 | 5000 | Fluorescent | 96.875 | Omnidirectional | n/a | Meets Lumen Maintenance requirements 9600 hours for Tier 0 | 24000 | 24000 | 86 | n/a | n/a | n/a | n/a | n/a |  | Prior to 11/2011
Tier 0 | Westinghouse Lighting Corporation | Triten Energy Saver | 60459 | F28T8/850/ENV/LL | 28 | 2725 | 5000 | Fluorescent | 97.3214 | Omnidirectional | n/a | Meets Lumen Maintenance requirements 9600 hours for Tier 0 | 30000 | 24000 | 85 | n/a | n/a | n/a | n/a | n/a |  | 1/3/2013
Tier 0 | Westinghouse Lighting Corporation | Triten Energy Saver | 60460 | F28T8/841/ENV/LL | 28 | 2725 | 4100 | Fluorescent | 97.3214 | Omnidirectional | n/a | Meets Lumen Maintenance requirements 9600 hours for Tier 0 | 30000 | 24000 | 85 | n/a | n/a | n/a | n/a | n/a |  | 1/3/2013
Tier 0 | Westinghouse Lighting Corporation | Triten Energy Saver | 60461 | F28T8/835/ENV/LL | 28 | 2725 | 3500 | Fluorescent | 97.3214 | Omnidirectional | n/a | Meets Lumen Maintenance requirements 9600 hours for Tier 0 | 30000 | 24000 | 85 | n/a | n/a | n/a | n/a | n/a |  | 1/3/2013
Tier 0 | Westinghouse Lighting Corporation | Triten Ultra Energy Saver | 60456 | F25T8/835/ENV/LL | 25 | 2500 | 3500 | Fluorescent | 100 | Omnidirectional | n/a | Meets Lumen Maintenance requirements 9600 hours for Tier 0 | 30000 | 24000 | 85 | n/a | n/a | n/a | n/a | n/a |  | 1/3/2013
Tier 0 | Westinghouse Lighting Corporation | Triten Ultra Energy Saver | 60457 | F25T8/841/ENV/LL | 25 | 2500 | 4100 | Fluorescent | 100 | Omnidirectional | n/a | Meets Lumen Maintenance requirements 9600 hours for Tier 0 | 30000 | 24000 | 85 | n/a | n/a | n/a | n/a | n/a |  | 1/3/2013
Tier 0 | Westinghouse Lighting Corporation | Triten Ultra Energy Saver | 60458 | F25T8/850/ENV/LL | 25 | 2500 | 5000 | Fluorescent | 100 | Omnidirectional | n/a | Meets Lumen Maintenance requirements 9600 hours for Tier 0 | 30000 | 24000 | 85 | n/a | n/a | n/a | n/a | n/a |  | 1/3/2013
Tier 0 | Westinghouse Lighting Corporation | XL | 07027 | F32T8/830/XL/ECOMAX | 32 | 3100 | 3000 | Fluorescent | 96.875 | Omnidirectional | n/a | Meets Lumen Maintenance requirements 9600 hours for Tier 0 | 30000 | 24000 | 86 | n/a | n/a | n/a | n/a | n/a |  | Prior to 11/2011
Tier 0 | Westinghouse Lighting Corporation | XL | 07028 | F32T8/835/XL/ECOMAX | 32 | 3100 | 3500 | Fluorescent | 96.875 | Omnidirectional | n/a | Meets Lumen Maintenance requirements 9600 hours for Tier 0 | 30000 | 24000 | 86 | n/a | n/a | n/a | n/a | n/a |  | Prior to 11/2011
Tier 0 | Westinghouse Lighting Corporation | XL | 07029 | F32T8/841/XL/ECOMAX | 32 | 3100 | 4100 | Fluorescent | 96.875 | Omnidirectional | n/a | Meets Lumen Maintenance requirements 9600 hours for Tier 0 | 30000 | 24000 | 86 | n/a | n/a | n/a | n/a | n/a |  | Prior to 11/2011
Note on W48: CEE Added 4/2013; model number/order code updated 9/2015
Note on W49: CEE Added 4/2013; model number/order code updated 9/2015
Note on W50: CEE Added 4/2013; model number/order code updated 9/2015
Note on W51: CEE Added 4/2013; model number/order code updated 9/2015
Note on W52: CEE Added 4/2013; model number/order code updated 9/2015
Note on W53: CEE Added 4/2013; model number/order code updated 9/2015
Note on W54: CEE Added 4/2013; model number/order code updated 9/2015
Note on W58: CEE Added 4/2013; model number, order code, product name updated 9/2015
Note on W59: CEE Added 4/2013; model number, order code, product name updated 9/2015
Note on W60: CEE Added 4/2013; model number, order code, product name updated 9/2015
Note on W90: CEE -Originally added 3/2015; model numbers and product numbers updated 9/2015, performance info the same.
Note on W91: CEE -Originally added 3/2015; model numbers and product numbers updated 9/2015, performance info the same.
Note on W92: CEE -Originally added 3/2015; model numbers and product numbers updated 9/2015, performance info the same.
Note on W93: CEE -Originally added 3/2015; model numbers and product numbers updated 9/2015, performance info the same.
Note on W94: CEE -Originally added 3/2015; model numbers and product numbers updated 9/2015, performance info the same.
Note on W95: CEE -Originally added 3/2015; model numbers and product numbers updated 9/2015, performance info the same.
Note on W96: CEE -Originally added 3/2015; model numbers and product numbers updated 9/2015, performance info the same.
Note on W97: CEE -Originally added 3/2015; model numbers and product numbers updated 9/2015, performance info the same.
Note on W126: CEE: added 5/2013. Order code and Rated Life updated 6/2015.
Note on W127: CEE: added 5/2013. Order code and Rated Life updated 6/2015.
Note on W128: CEE: added 5/2013. Order code and Rated Life updated 6/2015.
Note on W129: CEE: added 5/2013. Order code and Rated Life updated 6/2015.
Note on W130: CEE: added 5/2013. Order code and Rated Life updated 6/2015.
Note on W131: CEE: added prior to 11/2011. Order code updated and Rated Life 6/2015.
Note on W132: CEE: added prior to 11/2011. Order code updated and Rated Life 6/2015.
Note on W133: CEE: added prior to 11/2011. Order code updated and Rated Life 6/2015.
Note on W134: CEE: added prior to 11/2011. Order code updated and Rated Life 6/2015.
Note on W135: CEE added 10/2014. Order code and Rated Life updated 6/2015.
Note on W136: CEE added 10/2014. Order code and Rated Life updated 6/2015.
Note on W137: CEE added 10/2014. Order code and Rated Life updated 6/2015.
Note on W138: CEE added 10/2014. Order code and Rated Life updated 6/2015.
Note on W139: CEE added 10/2014. Order code and Rated Life updated 6/2015.
Note on W140: CEE added 10/2014. Order code and Rated Life updated 6/2015.
Note on W151: CEE added 10/2014. Order code and Rated Life updated 6/2015.
Note on W210: CEE: Updated efficacy 5/2015; originally added 4/2015
Note on W211: CEE: Updated efficacy 5/2015; originally added 4/2015
Note on W317: CEE: added prior to 11/2011; updates to lifetime 4/2015
Note on W322: CEE: Added 8/2013; lifetime updated 4/2015
Note on W323: CEE: Added 8/2013; lifetime updated 4/2015
Note on W324: CEE: Added 8/2013; lifetime updated 4/2015
Note on W325: CEE: Added 8/2013; lifetime updated 4/2015
Note on W326: CEE: Added 8/2013; lifetime updated 4/2015
Note on W327: CEE: Added 8/2013; lifetime updated 4/2015
Note on W328: CEE: Added 8/2013; lifetime updated 4/2015
Note on W332: CEE: added prior to 11/2011; updates to lifetime 4/2015
Note on W333: CEE: added prior to 11/2011; updates to lifetime 4/2015
Note on W334: CEE: added prior to 11/2011; updates to lifetime 4/2015
Note on W389: CEE Added 5/2015; model number and product number udpated 9/2015
Note on W390: CEE Added 5/2015; model number and product number udpated 9/2015
Note on W437: CEE: Originally added prior to 11/2011; lumen maintenance updated 3/2015
Note on W438: CEE: Originally added prior to 11/2011; lumen maintenance updated 3/2015
Note on W439: CEE: Originally added prior to 11/2011; lumen maintenance updated 3/2015
Note on W440: CEE: Originally added prior to 11/2011; lumen maintenance updated 3/2015
Note on W567: CEE Added prior to 11/2011; updated 6/2015 model number and order code. Formerly 61601-HL and F32T8/835 Hi Lumen.
Note on W568: CEE Added prior to 11/2011; updated 6/2015 model number and order code. Formerly 61607-HL and F32T8/841 Hi Lumen.
Note on W575: Originally added 11/2012; company name change 11/2015, from Philips Lighting to Philips Lighting North America Corporation
Note on W576: Originally added 11/2012; company name change 11/2015, from Philips Lighting to Philips Lighting North America Corporation
Note on W577: Originally added 11/2012; company name change 11/2015, from Philips Lighting to Philips Lighting North America Corporation
Note on W578: Originally added 11/2012; company name change 11/2015, from Philips Lighting to Philips Lighting North America Corporation
Note on W579: Originally added 10/2012; company name change 11/2015, from Philips Lighting to Philips Lighting North America Corporation
Note on W580: Originally added 10/2012; company name change 11/2015, from Philips Lighting to Philips Lighting North America Corporation
Note on W581: Originally added 10/2012; company name change 11/2015, from Philips Lighting to Philips Lighting North America Corporation
Note on W582: Originally added 10/2012; company name change 11/2015, from Philips Lighting to Philips Lighting North America Corporation
Note on W583: Originally added 10/2012; company name change 11/2015, from Philips Lighting to Philips Lighting North America Corporation
Note on W584: Originally added 10/2012; company name change 11/2015, from Philips Lighting to Philips Lighting North America Corporation
Note on W585: Originally added 10/2012; company name change 11/2015, from Philips Lighting to Philips Lighting North America Corporation
Note on W586: Originally added 10/2012; company name change 11/2015, from Philips Lighting to Philips Lighting North America Corporation
Note on W587: Originally added 10/2012; company name change 11/2015, from Philips Lighting to Philips Lighting North America Corporation
Note on W588: Originally added 10/2012; company name change 11/2015, from Philips Lighting to Philips Lighting North America Corporation
Note on W589: Originally added 10/2012; company name change 11/2015, from Philips Lighting to Philips Lighting North America Corporation
Note on W590: Originally added 10/2012; company name change 11/2015, from Philips Lighting to Philips Lighting North America Corporation
Note on W591: Originally added 10/2012; company name change 11/2015, from Philips Lighting to Philips Lighting North America Corporation
Note on W592: Originally added 10/2012; company name change 11/2015, from Philips Lighting to Philips Lighting North America Corporation
Note on W593: Originally added 10/2012; company name change 11/2015, from Philips Lighting to Philips Lighting North America Corporation
Note on W594: Originally added 10/2012; company name change 11/2015, from Philips Lighting to Philips Lighting North America Corporation
Note on W595: Originally added 12/2013; company name change 11/2015, from Philips Lighting to Philips Lighting North America Corporation
Note on W596: Originally added 12/2013; company name change 11/2015, from Philips Lighting to Philips Lighting North America Corporation
Note on W597: Originally added 12/2013; company name change 11/2015, from Philips Lighting to Philips Lighting North America Corporation
Note on W598: Originally added 12/2013; company name change 11/2015, from Philips Lighting to Philips Lighting North America Corporation
Note on W599: Originally added 12/2013; company name change 11/2015, from Philips Lighting to Philips Lighting North America Corporation
Note on W600: Originally added 12/2013; company name change 11/2015, from Philips Lighting to Philips Lighting North America Corporation
Note on W601: Originally added 12/2013; company name change 11/2015, from Philips Lighting to Philips Lighting North America Corporation
Note on W602: Originally added 12/2013; company name change 11/2015, from Philips Lighting to Philips Lighting North America Corporation
Note on W603: Originally added 6/2012; company name change 11/2015, from Philips Lighting to Philips Lighting North America Corporation
Note on W604: Originally added 6/2012; company name change 11/2015, from Philips Lighting to Philips Lighting North America Corporation
Note on W605: Originally added 6/2012; company name change 11/2015, from Philips Lighting to Philips Lighting North America Corporation
Note on W606: Originally added 6/2012; company name change 11/2015, from Philips Lighting to Philips Lighting North America Corporation
Note on W607: Originally added to QPL 4/2015; updated name from Philips Lighting to Philips Lighting North America Corporation 11/2015.
Note on W608: Originally added to QPL 4/2015; updated name from Philips Lighting to Philips Lighting North America Corporation 11/2015.
Note on W609: Originally added to QPL 4/2015; updated name from Philips Lighting to Philips Lighting North America Corporation 11/2015.
Note on W610: Originally added to QPL 4/2015; updated name from Philips Lighting to Philips Lighting North America Corporation 11/2015.
Note on W611: Originally added to QPL 4/2015; updated name from Philips Lighting to Philips Lighting North America Corporation 11/2015.
Note on W612: Originally added to QPL 4/2015; updated name from Philips Lighting to Philips Lighting North America Corporation 11/2015.
Note on W613: Originally added to QPL 4/2015; updated name from Philips Lighting to Philips Lighting North America Corporation 11/2015.
Note on W614: Originally added to QPL 4/2015; updated name from Philips Lighting to Philips Lighting North America Corporation 11/2015.
Note on W615: Originally added 11/2012; company name change 11/2015, from Philips Lighting to Philips Lighting North America Corporation
Note on W616: Originally added 11/2012; company name change 11/2015, from Philips Lighting to Philips Lighting North America Corporation
Note on W617: Originally added 11/2012; company name change 11/2015, from Philips Lighting to Philips Lighting North America Corporation
Note on W618: Originally added 11/2012; company name change 11/2015, from Philips Lighting to Philips Lighting North America Corporation
Note on W619: Originally added 9/2013; company name change 11/2015, from Philips Lighting to Philips Lighting North America Corporation
Note on W628: CEE: Initial lumen output and efficacy edited 1/2016. Last modified 11/2013.
Note on W629: CEE: Initial lumen output and efficacy edited 1/2016. Last modified 11/2013.
Note on W630: CEE: Initial lumen output and efficacy edited 1/2016. Last modified 11/2013.
Note on W906: CEE: Lifetime updated 1/2016. Originally added 12/2015.
Note on W907: CEE: Lifetime updated 1/2016. Originally added 12/2015.
Note on W908: CEE: Lifetime updated 1/2016. Originally added 12/2015.
Note on W909: CEE: Lifetime updated 1/2016. Originally added 12/2015.
Note on W910: CEE: Lifetime updated 1/2016. Originally added 6/2014.
Note on W911: CEE: Lifetime updated 1/2016. Originally added 6/2014.
Note on W912: CEE: Lifetime updated 1/2016. Originally added 6/2014.
Note on W913: CEE: Lifetime updated 1/2016. Originally added 6/2014.
Note on W914: CEE: Lifetime updated 1/2016. Originally added 6/2014.
Note on W915: CEE: Lifetime updated 1/2016. Originally added 6/2014.
Note on W916: CEE Lifetime updated 1/2016. Originally added prior to 11/2011.
Note on W917: CEE Lifetime updated 1/2016. Originally added prior to 11/2011.
Note on W919: CEE: Lifetime updated 1/2016. Originally added 4/2015.
Note on W920: CEE: Lifetime updated 1/2016. Originally added 4/2015.